## Grand Summary (hidden)
TITLE | KIC XMAS OFFICE | DATE
CLIENT | KIC
Description |  | Qty | Unit | Material | Labour | Others | Total
GRAND SUMMARY
PRELIMINARIES |  |  |  | 1120.3976 | 4784.19 | 9807.343 | 15711.9306
DEMOLITION
EXCAVATION AND EARTHWORK |  |  |  | 1573 | 1792.296 | 4051.495 | 7416.791
CONCRETE WORK |  |  |  | 13353.1429 | 2622 | 642.4138 | 16617.5567
FORMWORK |  |  |  | 2793.4507 | 610.5 | 0 | 3403.9507
DAMP PROOF SHEETING |  |  |  | 362.6933 | 58.96 | 0 | 421.6533
DAMP PROOF COATINGS
REINFORCING STEEL |  |  |  | 22837.5 | 3490.68 | 0 | 26328.18
STRUCTURAL STEEL |  |  |  | 88954.8602 | 9803.42 | 13860.8813 | 112619.1615
BLOCKWORK
METAL WORK
METAL WINDOWS AND DOORS |  |  |  | 3927.66 | 1464.615 | 0 | 5392.275
CARPENTRY |  |  |  | 37194.6903 | 5771.5464 | 660.84 | 43627.0767
PROPRIETARY TOILET SCREENS | [6 empty] | 0
0
TANK STANK WITH 5TONNES TANK |  | 6 | NOS | 12143.16 | 1126.26 | 1061.88 | 14331.3
OVERHEAD TANK STAND WITH 5TONNES TANK |  | 2 | NOS | 8734.9 | 964.64 | 382.36 | 10081.9
JOINERY |  |  |  | 6262.15 | 2291.4 | 1252.43 | 9805.98
HARDWARE |  |  |  | 1379 | 370.5 | 0 | 1749.5
ROOFING |  |  |  | 13821.1643 | 691.98 | 0 | 14513.1443
PLUMBING |  |  |  | 3801.47 | 765.6 | 0 | 4567.07
DRAINAGE |  |  |  | 3001.6333 | 1780.72 | 454.6207 | 5236.974
FIRE PROTECTION |  |  |  | 2400 | 0 | 0 | 2400
ELECTRICAL SERVICES |  |  |  | 36083.775 | 1291.7 | 1650 | 39025.475
PROPRIETARY PARTITIONS
SPECIALIST FINISHES |  |  |  | 9106.282 | 2875.08 | 0 | 11981.362
PAINTING AND DECORATION |  |  |  | 7488.6 | 3127.875 | 1497.72 | 12114.195
GLAZING |  |  |  | 6111.6 | 299.592 | 0 | 6411.192
SUNDRY WORKS |  |  |  | 420 | 920.2784 | 159.75 | 1500.0284
SUB TOTAL |  |  |  | 282871.1296 | 46903.8328 | 35481.7337 | 365256.6961
365256.6961
|  | Add 12.5% VAT |  |  |  |  | 45657.087
410913.7831
|  | Add 10% Contingency sum |  |  |  |  | 41091.3783
|  | Sub Total 1 |  |  |  |  | 452005.1615
|  | Grand Total (SAY) |  |  |  |  | 453000

## sch of quantities breakdown (hidden)
BILL OF QUANTITY
[14 empty] | Material-Rate | [7 empty] | Labour- Rate |  |  |  |  | Other-rate
Ref | Description |  | Side Cast | Factor |  | D1 | D2 |  |  | D3 |  | Unit | List | Cost | Waste | Fixing | $Amt | Factor | Factor | Rate | Material | mhr | Resources | $/hr | Rate | Labour | List | Factor | Factor | Rate | Others | Total Rate | Total
PRELIMINARIES
Unless otherwise stated, the following shall be itemised
| Allow for the Provision of signboards, together with details of signwriting and installation | [10 empty] | item | Pc sum for std sign board $1500 | 1500 | 0 | 0 | 1500 | 1 | 1 | 1500 | 0 | 4 | carpenter | 5.7 | 22.8 | 0 | Truck 2ton | 2 | 9.6552 | 19.3103 | 0 | 1542.1103 | 0
[15 empty] | 0 | 0 | 0 | 0 | 0 | 0 | 0 |  |  |  | 0 | 0 |  |  |  | 0 | 0 | 0 | 0
| Allow for the provision of telephones, including installation and rental charges during the course | [10 empty] | item |  |  | 0 | 0 | 0 | 0 | 0 | 0 | 0 |  |  |  | 0 | 0 | Oceanlink charges | 1 | 1 | 460 | 0 | 460 | 0
| of construction works, and removal upon completion | [13 empty] | 0 | 0 | 0 | 0 | 0 | 0 | 0 |  |  |  | 0 | 0 |  |  |  | 0 | 0 | 0 | 0
[15 empty] | 0 | 0 | 0 | 0 | 0 | 0 | 0 |  |  |  | 0 | 0 |  |  |  | 0 | 0 | 0 | 0
| Site Access | [13 empty] | 0 | 0 | 0 | 0 | 0 | 0 | 0 |  |  |  | 0 | 0 |  |  |  | 0 | 0 | 0 | 0
| Allow for access to site | [9 empty] | 1 | item |  | 0 | 0 | 0 | 0 | 0 | 0 | 0 | 0 | 14.5 | 1 L/H & 2trdman | 5.7 | 82.65 | 82.65 | Bull dozer | 7.25 | 16.3655 | 118.65 | 118.65 | 201.3 | 201.3
[15 empty] | 0 | 0 | 0 | 0 | 0 | 0 | 0 |  |  |  | 0 | 0 |  |  |  | 0 | 0 | 0 | 0
| Care and Security of the works | [9 empty] | 1 | item |  | 0 | 0 | 0 | 0 | 0 | 0 | 0 | 0 | 1008 | 1 Night watchman | 2 | 2016 | 2016 | 0 | 0 | 0 | 0 | 0 | 2016 | 2016
[15 empty] | 0 | 0 | 0 | 0 | 0 | 0 | 0 |  |  |  | 0 | 0 |  |  |  | 0 | 0 | 0 | 0
| Temporary Galv fencing with post at 3m c-c (max use 3uses) | [10 empty] | m | Rate per m =$315.57/3 for average uses of 3times | 105.19 | 0 | 0 | 105.19 | 1 | 1 | 105.19 | 0 | 3 | 1l/H & 4 trademan | 5.7 | 17.1 | 0 | Truck at $70/day | 9.6552 | 2 | 19.3103 | 0 | 141.6003 | 0
[17 empty] | 0 |  |  | 0 | 0 |  |  |  | 0 | 0 |  |  |  | 0 | 0 | 0 | 0
| Temporary Hoarding | [15 empty] | 0 |  |  | 0 | 0 |  |  |  | 0 | 0 |  |  |  | 0 | 0 | 0 | 0
| Hoarding 2m high of 18mm external quality plywood on 100 x 100mm kiln | [10 empty] | m | 2/100x50mm spiked | 2.9667 | 0.29667 | 0.35 | 3.6133 | 1 | 1 | 3.6133 | 0 | 1.2 | 1l/h & 1trademan | 5.7 | 6.84 | 0 | Truck 8ton | 1 | 8.8426 | 8.8426 | 0 | 19.296 | 0
| dried timber post and 75 x 50mm rail in 3 rows. (allow max uses of 3) | [11 empty] | 75x50mm | 1.1 | 0.11 | 0.13125 | 1.3412 | 3 | 1 | 4.0237
[13 empty] | Ext quality plywood | 24.7685 | 2.4769 | 0.8064 | 28.0518 | 2.88 | 1 | 80.7891
[17 empty] | 0 |  |  | 0 | 0 |  |  |  | 0 | 0 |  |  |  | 0 | 0 | 0 | 0
| Allow for temporary site shed during the course of construction works | [10 empty] | item | Container pc sum for purchasing empty container | 1800 | 0 | 0 | 1800 | 1 | 1 | 1800 | 0 | 14.5 | 2 carpenter | 5.7 | 82.65 | 0 | Trck with Crane | 300 | 1 | 300 | 0 | 2182.65 | 0
[17 empty] | 0 |  |  | 0 | 0 |  |  |  | 0 | 0 |  |  |  | 0 | 0 | 0 | 0
| Temporary services, construction water and power | [10 empty] | item | 20mm ø pvc pipe | 3.3333 | 0 | 0 | 3.3333 | 6 | 2 | 40 | 0 | 14.5 | 2 plumbers | 4.4 | 63.8 | 0 | 0 | 30 | 5 | 150 | 0 | 723.8 | 0
| Allow for the provision of water for the works and | [11 empty] | 20mm ø pvc elbow | 5 |  |  | 5 | 5 | 1 | 25 | 0 |  |  |  | 0 | 0 |  |  |  | 0 | 0 |  | 0
| any necessary temporary plumbing and storage. | [11 empty] | 20mm ø pvc tee | 5 |  |  | 5 | 1 | 1 | 5 | 0 |  |  |  | 0 | 0 |  |  |  | 0 | 0 |  | 0
[13 empty] | gate valve and sundries | 40 |  |  | 40 | 1 | 1 | 40 | 0
[13 empty] | polytank 5000 litre | 400 |  |  | 400 | 1 | 1 | 400 | 0 |  |  |  | 0 | 0 |  |  |  | 0 | 0 |  | 0
[17 empty] | 0 |  |  | 0 | 0 |  |  |  | 0 | 0 |  |  |  | 0 | 0 | 0 | 0
[17 empty] | 0 |  |  | 0 | 0 |  |  |  | 0 | 0 |  |  |  | 0 | 0 | 0 | 0
| Allow for the provision of temporary electric power, | [10 empty] | item | cables | 4 | 0 | 0 | 4 | 100 | 1 | 400 | 0 | 14.5 | 2 Electricians | 4.4 | 63.8 | 0 | Connection fee | 1 | 30 | 30 | 0 | 797.09 | 797.09
| including connections to main. | [11 empty] | power pt | 30 | 0 | 0 | 30 | 1 | 1 | 30 | 0 |  |  |  | 0 | 0 |  |  |  | 0 | 0 | 0 | 0
[13 empty] | light 4ft | 40 | 0 | 0 | 40 | 1 | 1 | 40 | 0 |  |  |  | 0 | 0 |  |  |  | 0 | 0 | 0 | 0
[13 empty] | 20 amps | 15 | 0 | 0 | 15 | 1 | 1 | 15 | 0 |  |  |  | 0 | 0 |  |  |  | 0 | 0 | 0 | 0
[13 empty] | 16 amps | 15 | 0 | 0 | 15 | 1 | 1 | 15 | 0 |  |  |  | 0 | 0 |  |  |  | 0 | 0 | 0 | 0
[13 empty] | 10 amps | 15 | 0 | 0 | 15 | 1 | 1 | 15 | 0 |  |  |  | 0 | 0 |  |  |  | 0 | 0 | 0 | 0
[13 empty] | Switch bd cover | 52 | 0 | 0 | 52 | 1 | 1 | 52 | 0 |  |  |  | 0 | 0 |  |  |  | 0 | 0 | 0 | 0
[13 empty] | 100x50mm upright Pole | 4.4 | 0 | 0 | 4.4 | 2.85 | 1 | 12.54 | 0 |  |  |  | 0 | 0 |  |  |  | 0 | 0 | 0 | 0
[13 empty] | 100x50mm braces | 4.4 | 0 | 0 | 4.4 | 3 | 1 | 13.2 | 0 |  |  |  | 0 | 0 |  |  |  | 0 | 0 | 0 | 0
[13 empty] | 50x50mm pegs | 3 | 0 | 0 | 3 | 0.85 | 1 | 2.55 | 0 |  |  |  | 0 | 0 |  |  |  | 0 | 0 | 0 | 0
[13 empty] | Cons plywood | 300 | 0 | 0 | 300 | 0.36 | 1 | 108 | 0 |  |  |  | 0 | 0 |  |  |  | 0 | 0 | 0 | 0
[21 empty] | 0 |  |  |  | 0 | 0 |  |  |  | 0 | 0 | 0 | 0
[21 empty] | 0 |  |  |  | 0 | 0 |  |  |  | 0 | 0 | 0 | 0
[21 empty] | 0 |  |  |  | 0 | 0 |  |  |  | 0 | 0 | 0 | 0
| Allow for the provision of sanitary conveniences and | [10 empty] | item | prov of sanitary cubicles with built in wc pan, vent pipe, and soil pipe | 991.168 | 0 | 0 | 991.168 | 1 | 1 | 991.168 | 0 | 21.75 | 1 plumber, 2 Tradm | 4.4 | 95.7 | 0 | Truc (8ton) | 7.25 | 18.76 | 136.01 | 0 | 1222.878 | 0
| keeping of the conveniences in a clean and orderly | [11 empty] | ready for connection to main sewer line (av.use of material= 3) |  | 0 | 0 | 0 |  |  | 0 | 0 |  |  |  | 0 | 0 |  |  |  | 0 | 0 | 0 | 0
| condition. | [11 empty] | Based on 2mx1.2m wide |  | 0 | 0 | 0 |  |  | 0 | 0 |  |  |  | 0 | 0 |  |  |  | 0 | 0 | 0 | 0
[13 empty] | temporary sanitary |  | 0 | 0 | 0 |  |  | 0 | 0 |  |  |  | 0 | 0 |  |  |  | 0 | 0 | 0 | 0
[13 empty] | cubicles as portaloo. |  | 0 | 0 | 0 |  |  | 0 | 0 |  |  |  | 0 | 0 |  |  |  | 0 | 0 | 0 | 0
[17 empty] | 0 |  |  | 0 | 0 |  |  |  | 0 | 0 |  |  |  | 0 | 0 | 0 | 0
| Allow for setting out of the works and the provision | [9 empty] | 1 | item | 100x50mm profile | 4 | 0.4 | 0.175 | 4.575 | 106.8 | 1 | 488.61 | 488.61 | 14.5 | 1L/h & 2 trademan | 4.4 | 63.8 | 63.8 | Builder's level | 1 | 150 | 150 | 150 | 702.41 | 702.41
| of all instruments required. | [15 empty] | 0 |  |  | 0 | 0 |  |  |  | 0 | 0 |  |  |  | 0 | 0 | 0 | 0
[17 empty] | 0 |  |  | 0 | 0 |  |  |  | 0 | 0 |  |  |  | 0 | 0 | 0 | 0
[17 empty] | 0 |  |  | 0 | 0 |  |  |  | 0 | 0 |  |  |  | 0 | 0 | 0 | 0
| Allow for testing of materials and submission of samples | [9 empty] | 1 | item | Cone-shaped 300 mm | 50 | 0 | 0 | 50 | 1 | 1 | 50 | 50 | 14.5 | 2- labourers | 4.4 | 63.8 | 63.8 | Hire of equipmt | 1 | 100 | 100 | 100 | 213.8 | 213.8
[13 empty] | deep cylinder container |  |  |  | 0 |  |  | 0 | 0 |  |  |  | 0 | 0 |  |  |  | 0 | 0 | 0 | 0
[17 empty] | 0 |  |  | 0 | 0 |  |  |  | 0 | 0 |  |  |  | 0 | 0 | 0 | 0
[17 empty] | 0 |  |  | 0 | 0 |  |  |  | 0 | 0 |  |  |  | 0 | 0 | 0 | 0
| Allow for the provision of plant and tools required for the | [9 empty] | 1 | item |  | 0 | 0 | 0 | 0 | 0 | 0 | 0 | 0 | 0 | 0 | 0 | 0 | 0 | Pc sum | 1 | 1800 | 1800 | 1800 | 1800 | 1800
| execution of the works | [15 empty] | 0 |  |  | 0 | 0 |  |  |  | 0 | 0 |  |  |  | 0 | 0 | 0 | 0
[17 empty] | 0 |  |  | 0 | 0 |  |  |  | 0 | 0 |  |  |  | 0 | 0 | 0 | 0
[17 empty] | 0 |  |  | 0 | 0 |  |  |  | 0 | 0 |  |  |  | 0 | 0 | 0 | 0
[17 empty] | 0 |  |  | 0 | 0 |  |  |  | 0 | 0 |  |  |  | 0 | 0 | 0 | 0
| Allow for the provision of scaffolding for exterior work | [9 empty] | 1 | item | sole plates/ beam 300 x 50x 40mm, 2m | 13.4 | 1.34 | 0.525 | 15.265 | 6.4 | 1 | 97.696 | 230.8938 | 4 | 3 trademan | 4.4 | 17.6 | 17.6 | Cartage | 3 | 11 | 33 | 33 | 281.4938 | 281.4938
[13 empty] | standard: 75x50, at 2.1m & spaced at 2m | 3.3 | 0.33 | 0.13125 | 3.7612 | 5.3333 | 2.1 | 42.126 | 0 |  |  |  | 0 | 0 | 0 | 0 | 0 | 0 | 0 | 0 | 0
[13 empty] | Bearers: 150x25mm at 1.2m span | 6.7 | 0.67 | 0.13125 | 7.5013 | 4.3333 | 1.2 | 39.0065 | 0 |  |  |  | 0 | 0 | 0 | 0 | 0 | 0 | 0 | 0 | 0
[13 empty] | Braces, 50x50mm | 2.8 | 0.28 | 0.0875 | 3.1675 | 16.4374 | 1 | 52.0653 | 0 |  |  |  | 0 | 0 | 0 | 0 | 0 | 0 | 0 | 0 | 0
[15 empty] | 0 |  | 0 |  |  | 0 | 0 |  |  |  | 0 | 0 | 0 | 0 | 0 | 0 | 0 | 0 | 0
[17 empty] | 0 |  |  | 0 | 0 |  |  |  | 0 | 0 |  |  |  | 0 | 0 | 0 | 0
[17 empty] | 0 |  |  | 0 | 0 |  |  |  | 0 | 0 |  |  |  | 0 | 0 | 0 | 0
| Allow for the provision of scaffolding for interior work | [9 empty] | 1 | item | sole plates/ beam 300 x 50x 40mm, 2m | 13.4 | 1.34 | 0.525 | 15.265 | 6.4 | 1 | 97.696 | 230.8938 | 4 | 3 trademan | 4.4 | 17.6 | 17.6 | Cartage | 3 | 11 | 33 | 33 | 281.4938 | 281.4938
[13 empty] | standard: 75x50, at 2.1m & spaced at 2m | 3.3 | 0.33 | 0.13125 | 3.7612 | 5.3333 | 2.1 | 42.126 | 0 |  |  |  | 0 | 0 |  |  |  | 0 | 0 |  | 0
[13 empty] | Bearers: 150x25mm at 1.2m span | 6.7 | 0.67 | 0.13125 | 7.5013 | 4.3333 | 1.2 | 39.0065 | 0 |  |  |  | 0 | 0 |  |  |  | 0 | 0 |  | 0
[13 empty] | Braces, 50x50mm | 2.8 | 0.28 | 0.0875 | 3.1675 | 16.4374 | 1 | 52.0653 | 0 |  |  |  | 0 | 0 |  |  |  | 0 | 0 |  | 0
[17 empty] | 0 |  |  | 0 | 0 |  |  |  | 0 | 0 |  |  |  | 0 | 0 | 0 | 0
[17 empty] | 0 |  |  | 0 | 0 |  |  |  | 0 | 0 |  |  |  | 0 | 0 | 0 | 0
[17 empty] | 0 |  |  | 0 | 0 |  |  |  | 0 | 0 |  |  |  | 0 | 0 | 0 | 0
| Allow for the provision of temporary screens and other protection | [10 empty] | item |  |  |  |  | 0 |  |  | 0 | 0 |  |  |  | 0 | 0 |  |  |  | 0 | 0 | 0 | 0
| requirement (For this item the rate for temporary hoarding may | [15 empty] | 0 |  |  | 0 | 0 |  |  |  | 0 | 0 |  |  |  | 0 | 0 | 0 | 0
| be adopted. | [15 empty] | 0 |  |  | 0 | 0 |  |  |  | 0 | 0 |  |  |  | 0 | 0 | 0 | 0
[17 empty] | 0 |  |  | 0 | 0 |  |  |  | 0 | 0 |  |  |  | 0 | 0 | 0 | 0
[17 empty] | 0 |  |  | 0 | 0 |  |  |  | 0 | 0 |  |  |  | 0 | 0 | 0 | 0
| Allow for the protection of the works from weather or any other cause | [9 empty] | 1 | item | Tarpauline & rope | 60 | 0 | 0 | 60 | 2 | 1 | 120 | 120 | 0.6 | 2 trademan | 4.4 | 2.64 | 2.64 | 0 | 0 | 0 | 0 | 0 | 122.64 | 122.64
[17 empty] | 0 |  |  | 0 | 0 |  |  |  | 0 | 0 |  |  |  | 0 | 0 | 0 | 0
[17 empty] | 0 |  |  | 0 | 0 |  |  |  | 0 | 0 |  |  |  | 0 | 0 | 0 | 0
[17 empty] | 0 |  |  | 0 | 0 |  |  |  | 0 | 0 |  |  |  | 0 | 0 | 0 | 0
| Allow for maintenance and protection of public and private | [10 empty] | item | Provisional sum | 1500 | 0 | 0 | 1500 | 1 | 1 | 1500 | 0 | 21.75 | 3trademan | 4.4 | 95.7 | 0 | Truck | 7.25 | 11 | 79.75 | 0 | 1675.45 | 0
| property and other similar undertakings including making good | [15 empty] | 0 |  |  | 0 | 0 |  |  |  | 0 | 0 |  |  |  | 0 | 0 | 0 | 0
| and paying of all damage thereto | [15 empty] | 0 |  |  | 0 | 0 |  |  |  | 0 | 0 |  |  |  | 0 | 0 | 0 | 0
[17 empty] | 0 |  |  | 0 | 0 |  |  |  | 0 | 0 |  |  |  | 0 | 0 | 0 | 0
[17 empty] | 0 |  |  | 0 | 0 |  |  |  | 0 | 0 |  |  |  | 0 | 0 | 0 | 0
| Allow for constant supervision (max 3 months average) unless otherwise stated | [9 empty] | 1 | item |  |  |  |  | 0 |  |  | 0 | 0 | 435 | Foreman | 4.4 | 1914 | 1914 |  |  |  | 0 | 0 | 1914 | 1914
[17 empty] | 0 |  |  | 0 | 0 |  |  |  | 0 | 0 |  |  |  | 0 | 0 | 0 | 0
[17 empty] | 0 |  |  | 0 | 0 |  |  |  | 0 | 0 |  |  |  | 0 | 0 | 0 | 0
| Allow for cartage of materials to site, and removal upon completion | [9 empty] | 1 | item |  |  |  |  | 0 |  |  | 0 | 0 | 36.25 | 3-trademan | 13.2 | 478.5 | 478.5 | Truch | 7.25 | 11 | 79.75 | 79.75 | 558.25 | 558.25
[17 empty] | 0 |  |  | 0 | 0 |  |  |  | 0 | 0 |  |  |  | 0 | 0 | 0 | 0
[17 empty] | 0 |  |  | 0 | 0 |  |  |  | 0 | 0 |  |  |  | 0 | 0 | 0 | 0
[17 empty] | 0 |  |  | 0 | 0 |  |  |  | 0 | 0 |  |  |  | 0 | 0 | 0 | 0
| Allow transport for workers (max 3months on average) unless otherwise stated | [9 empty] | 1 | item |  |  |  |  | 0 |  |  | 0 | 0 |  |  |  | 0 | 0 | Truck @ 2hrs per day) | 120 | 11 | 1320 | 1320 | 1320 | 1320
[17 empty] | 0 |  |  | 0 | 0 |  |  |  | 0 | 0 |  |  |  | 0 | 0 | 0 | 0
[17 empty] | 0 |  |  | 0 | 0 |  |  |  | 0 | 0 |  |  |  | 0 | 0 | 0 | 0
[17 empty] | 0 |  |  | 0 | 0 |  |  |  | 0 | 0 |  |  |  | 0 | 0 | 0 | 0
| Allow for the provision for removal of rubbish and debris and | [9 empty] | 1 | item | 0 | 0 | 0 | 0 | 0 | 0 | 0 | 0 | 0 | 14.5 | 4trademan | 4.4 | 63.8 | 63.8 | Truck | 21.75 | 11 | 239.25 | 239.25 | 303.05 | 303.05
| clearing away on completion | [15 empty] | 0 |  |  | 0 | 0 |  |  |  | 0 | 0 |  |  |  | 0 | 0 | 0 | 0
[17 empty] | 0 |  |  | 0 | 0 |  |  |  | 0 | 0 |  |  |  | 0 | 0 | 0 | 0
[17 empty] | 0 |  |  | 0 | 0 |  |  |  | 0 | 0 |  |  |  | 0 | 0 | 0 | 0
| Allow for cleaning all surfaces ready for occupation | [9 empty] | 1 | item | 0 | 0 | 0 | 0 | 0 | 0 | 0 | 0 | 0 | 14.5 | 4trademan | 4.4 | 63.8 | 63.8 | 0 | 0 | 0 | 0 | 0 | 63.8 | 63.8
[17 empty] | 0 |  |  | 0 | 0 |  |  |  | 0 | 0 |  |  |  | 0 | 0 | 0 | 0
[17 empty] | 0 |  |  | 0 | 0 |  |  |  | 0 | 0 |  |  |  | 0 | 0 | 0 | 0
| Allow for dewatering | [10 empty] | item | 0 | 0 | 0 | 0 | 0 | 0 | 0 | 0 | 0 | 2 | 1 plumber, 2 Tradm | 4.4 | 8.8 | 0 | Truck | 2 | 11 | 22 | 0 | 527.3517 | 0
[17 empty] | 0 |  |  | 0 | 0 |  |  |  | 0 | 0 | Pump | 60 | 8.2759 | 496.5517 | 0 |  | 0
[17 empty] | 0 |  |  | 0 | 0 |  |  |  | 0 | 0 |  |  |  | 0 | 0 | 0 | 0
| TOTAL CARRIED TO SUMMARY | [15 empty] | 0 |  |  | 0 | 1120.3976 | 1651.55 | 0 | 90.8 | 5209.78 | 4784.19 | 0 | 521.4052 | 2197.9681 | 4597.563 | 3873.65 | 9807.343 | 10575.3276
[17 empty] | 0 |  |  | 0 | 0 |  |  |  | 0 | 0 |  |  |  | 0 | 0 | 0 | 0
|  | DEMOLITION | [14 empty] | 0 |  |  | 0 | 0 |  |  |  | 0 | 0 |  |  |  | 0 | 0 | 0 | 0
[17 empty] | 0 |  |  | 0 | 0 |  |  |  | 0 | 0 |  |  |  | 0 | 0 | 0 | 0
| Allow for obtaining all necessary approvals prior to demolition | [10 empty] | item | Provisional sum | 100 | 0 | 0 | 100 | 1 | 1 | 100 | 0 | 0 | 0 | 0 | 0 | 0 |  | 0 | 0 | 0 | 0 | 100 | 0
[17 empty] | 0 |  |  | 0 | 0 |  |  |  | 0 | 0 |  |  |  | 0 | 0 | 0 | 0
| Disconnect and seal off services prior to demolition | [10 empty] | item | Pc sum | 150 | 0 | 0 | 150 | 1 | 1 | 150 | 0 | 7.25 | 1Electrician &plumber | 4.4 | 31.9 | 0 |  | 0 | 0 | 0 | 0 | 181.9 | 0
[17 empty] | 0 |  |  | 0 | 0 |  |  |  | 0 | 0 |  |  |  | 0 | 0 | 0 | 0
| Electrical works | [15 empty] | 0 |  |  | 0 | 0 |  |  |  | 0 | 0 |  |  |  | 0 | 0 | 0 | 0
[17 empty] | 0 |  |  | 0 | 0 |  |  |  | 0 | 0 |  |  |  | 0 | 0 | 0 | 0
| Remove light fittings | [10 empty] | no |  | 0 | 0 | 0 | 0 | 0 | 0 | 0 | 0 | 1 | 1 Electrian, 1 trademan | 4.4 | 4.4 | 0 | 0 | 0 | 0 | 0 | 0 | 4.4 | 0
[17 empty] | 0 |  |  | 0 | 0 |  |  |  | 0 | 0 |  |  |  | 0 | 0 | 0 | 0
| Remove outlet socket | [10 empty] | no |  | 0 | 0 | 0 | 0 | 0 | 0 | 0 | 0 | 1 | 1 Electrian, 1 trademan | 4.4 | 4.4 | 0 | 0 | 0 | 0 | 0 | 0 | 4.4 | 0
[17 empty] | 0 |  |  | 0 | 0 |  |  |  | 0 | 0 |  |  |  | 0 | 0 | 0 | 0
| Remove ceiling fan switches | [10 empty] | no |  | 0 | 0 | 0 | 0 | 0 | 0 | 0 | 0 | 1 | 1 Electrian, 1 trademan | 4.4 | 4.4 | 0 | 0 | 0 | 0 | 0 | 0 | 4.4 | 0
[17 empty] | 0 |  |  | 0 | 0 |  |  |  | 0 | 0 |  |  |  | 0 | 0 | 0 | 0
| Remove switches | [10 empty] | no |  | 0 | 0 | 0 | 0 | 0 | 0 | 0 | 0 | 1 | 1 Electrian, 1 trademan | 4.4 | 4.4 | 0 | 0 | 0 | 0 | 0 | 0 | 4.4 | 0
[17 empty] | 0 |  |  | 0 | 0 |  |  |  | 0 | 0 |  |  |  | 0 | 0 | 0 | 0
| Remove switchboard | [10 empty] | no |  | 0 | 0 | 0 | 0 | 0 | 0 | 0 | 0 | 2 | 1 Electrian, 1 trademan | 4.4 | 8.8 | 0 | 0 | 0 | 0 | 0 | 0 | 8.8 | 0
[17 empty] | 0 |  |  | 0 | 0 |  |  |  | 0 | 0 |  |  |  | 0 | 0 | 0 | 0
| Plumbing works | [18 empty] | 0
| Remove W.c pan complete with associated fittings. | [10 empty] | no |  | 0 | 0 | 0 | 0 | 0 | 0 | 0 | 0 | 2 | 1 plumber, 1 trademan | 4.4 | 8.8 | 0 | 0 | 0 | 0 | 0 | 0 | 8.8 | 0
[17 empty] | 0 |  |  | 0 | 0 |  |  |  | 0 | 0 |  |  |  | 0 | 0 | 0 | 0
| Remove wash hand basin and store where directed | [10 empty] | no |  | 0 | 0 | 0 | 0 | 0 | 0 | 0 | 0 | 1 | 1 plumber, 1 trademan | 4.4 | 4.4 | 0 | 0 | 0 | 0 | 0 | 0 | 4.4 | 0
[17 empty] | 0 |  |  | 0 | 0 |  |  |  | 0 | 0 |  |  |  | 0 | 0 | 0 | 0
| Take down sink unit complete with fittings, and bench and remove to store. | [10 empty] | no |  | 0 | 0 | 0 | 0 | 0 | 0 | 0 | 0 | 1 | 1 plumber, 1 trademan | 4.4 | 4.4 | 0 | 0 | 0 | 0 | 0 | 0 | 4.4 | 0
[17 empty] | 0 |  |  | 0 | 0 |  |  |  | 0 | 0 |  |  |  | 0 | 0 | 0 | 0
| Remove bath unit complete with fittings and store where directed. | [10 empty] | no |  | 0 | 0 | 0 | 0 | 0 | 0 | 0 | 0 | 2 | 1 plumber, 1 trademan | 4.4 | 8.8 | 0 | 0 | 0 | 0 | 0 | 0 | 8.8 | 0
[17 empty] | 0 |  |  | 0 | 0 |  |  |  | 0 | 0 |  |  |  | 0 | 0 | 0 | 0
| Remove shower unit with fittings, and store where directed. | [10 empty] | no |  | 0 | 0 | 0 | 0 | 0 | 0 | 0 | 0 | 1 | 1 plumber, 1 trademan | 4.4 | 4.4 | 0 | 0 | 0 | 0 | 0 | 0 | 4.4 | 0
[17 empty] | 0 |  |  | 0 | 0 |  |  |  | 0 | 0 |  |  |  | 0 | 0 | 0 | 0
| Remove urinal unit with fittings, and store where directed | [10 empty] | no |  | 0 | 0 | 0 | 0 | 0 | 0 | 0 | 0 | 1 | 1 plumber, 1 trademan | 4.4 | 4.4 | 0 | 0 | 0 | 0 | 0 | 0 | 4.4 | 0
[17 empty] | 0 |  |  | 0 | 0 |  |  |  | 0 | 0 |  |  |  | 0 | 0 | 0 | 0
| Hazardous substances | [15 empty] | 0 |  |  | 0 | 0 |  |  |  | 0 | 0 |  |  |  | 0 | 0 | 0 | 0
[17 empty] | 0 |  |  | 0 | 0 |  |  |  | 0 | 0 |  |  |  | 0 | 0 | 0 | 0
| Remove hazardous substances (abestos lining, gutter, roof and | [10 empty] | item |  | 0 | 0 | 0 | 0 | 0 | 0 | 0 | 0 | 2 | 1 plumber, 1 trademan | 4.4 | 8.8 | 0 | Safety masks | 1 | 150 | 150 | 0 | 158.8 | 0
| the like) | [15 empty] | 0 |  |  | 0 | 0 |  |  |  | 0 | 0 |  |  |  | 0 | 0 | 0 | 0
[17 empty] | 0 |  |  | 0 | 0 |  |  |  | 0 | 0 |  |  |  | 0 | 0 | 0 | 0
| Remove 200mm thick conrete foundation | [10 empty] | m3 |  | 0 | 0 | 0 | 0 | 0 | 0 | 0 | 0 | 5 | 2 trademan | 4.4 | 22 | 0 | tool | 1 | 2.2 | 2.2 | 0 | 24.2 | 0
[17 empty] | 0 |  |  | 0 | 0 |  |  |  | 0 | 0 |  |  |  | 0 | 0 | 0 | 0
| Remove unreinforced concrete pavings, 100mm thick | [10 empty] | m2 |  | 0 | 0 | 0 | 0 | 0 | 0 | 0 | 0 | 1 | 2trademan | 4.4 | 4.4 | 0 | tool | 1 | 0.88 | 0.88 | 0 | 5.28 | 0
[17 empty] | 0 |  |  | 0 | 0 |  |  |  | 0 | 0 |  |  |  | 0 | 0 | 0 | 0
| Ditto but reinforced concrete slab, 100mm thick | [10 empty] | m3 |  | 0 | 0 | 0 | 0 | 0 | 0 | 0 | 0 | 10 | 2trademan | 4.4 | 44 | 0 | tool | 1 | 2 | 2 | 0 | 46 | 0
[17 empty] | 0 |  |  | 0 | 0 |  |  |  | 0 | 0 |  |  |  | 0 | 0 | 0 | 0
| Remove concrete kerbs, gutters | [10 empty] | m2 |  | 0 | 0 | 0 | 0 | 0 | 0 | 0 | 0 | 1 | 2 trademan | 4.4 | 4.4 | 0 | tool | 1 | 0.88 | 0.88 | 0 | 5.28 | 0
[17 empty] | 0 |  |  | 0 | 0 |  |  |  | 0 | 0 |  |  |  | 0 | 0 | 0 | 0
| Allow to carryout works for key, forming of toothings, | [10 empty] | m2 |  | 0 | 0 | 0 | 0 | 0 | 0 | 0 | 0 | 0.6 | trademan\ | 4.4 | 2.64 | 0 | tool | 1 | 2 | 2 | 0 | 4.64 | 0
| and the like to surfaces receiving new work | [15 empty] | 0 |  |  | 0 | 0 |  |  |  | 0 | 0 |  |  |  | 0 | 0 | 0 | 0
[17 empty] | 0 |  |  | 0 | 0 |  |  |  | 0 | 0 |  |  |  | 0 | 0 | 0 | 0
| Roofing | [15 empty] | 0 |  |  | 0 | 0 |  |  |  | 0 | 0 |  |  |  | 0 | 0 | 0 | 0
| Remove eaves guttering including support framing to eaves, | [10 empty] | m |  | 0 | 0 | 0 | 0 | 0 | 0 | 0 | 0 | 1.2 | 1plumber, 1 trademan | 4.4 | 5.28 | 0 | 0 | 0 | 0 | 0 | 0 | 5.28 | 0
| fascia board finishing trim, and downpipe | [15 empty] | 0 |  |  | 0 | 0 |  |  |  | 0 | 0 |  |  |  | 0 | 0 | 0 | 0
[17 empty] | 0 |  |  | 0 | 0 |  |  |  | 0 | 0 |  |  |  | 0 | 0 | 0 | 0
[17 empty] | 0 |  |  | 0 | 0 |  |  |  | 0 | 0 |  |  |  | 0 | 0 | 0 | 0
| Remove verge support framing including soffit cladding, and barge board | [10 empty] | m |  | 0 | 0 | 0 | 0 | 0 | 0 | 0 | 0 | 0.75 | 1plumber, 1 trademan | 4.4 | 3.3 | 0 | 0 | 0 | 0 | 0 | 0 | 3.3 | 0
| and finishing trm | [15 empty] | 0 |  |  | 0 | 0 |  |  |  | 0 | 0 |  |  |  | 0 | 0 | 0 | 0
[17 empty] | 0 |  |  | 0 | 0 |  |  |  | 0 | 0 |  |  |  | 0 | 0 | 0 | 0
| Remove gable cladding including finishing trim | [10 empty] | m2 |  | 0 | 0 | 0 | 0 | 0 | 0 | 0 | 0 | 0.25 | 1 tademan | 4.4 | 1.1 | 0 | 0 | 0 | 0 | 0 | 0 | 1.1 | 0
[17 empty] | 0 |  |  | 0 | 0 |  |  |  | 0 | 0 |  |  |  | 0 | 0 | 0 | 0
[17 empty] | 0 |  |  | 0 | 0 |  |  |  | 0 | 0 |  |  |  | 0 | 0 | 0 | 0
| Remove roof covering and associated flashings | [10 empty] | m2 |  | 0 | 0 | 0 | 0 | 0 | 0 | 0 | 0 | 0.16667 | 4trademan | 4.4 | 0.73333 | 0 | 0 | 0 | 0 | 0 | 0 | 0.73333 | 0
[17 empty] | 0 |  |  | 0 | 0 |  |  |  | 0 | 0 |  |  |  | 0 | 0 | 0 | 0
[17 empty] | 0 |  |  | 0 | 0 |  |  |  | 0 | 0 |  |  |  | 0 | 0 | 0 | 0
| Remove frame timber trusses, rafters, and the like | [10 empty] | no |  | 0 | 0 | 0 | 0 | 0 | 0 | 0 | 0 | 1 | 4trademan | 4.4 | 4.4 | 0 | 0 | 0 | 0 | 0 | 0 | 4.4 | 0
[17 empty] | 0 |  |  | 0 | 0 |  |  |  | 0 | 0 |  |  |  | 0 | 0 | 0 | 0
[17 empty] | 0 |  |  | 0 | 0 |  |  |  | 0 | 0 |  |  |  | 0 | 0 | 0 | 0
| Doors and Windows | [15 empty] | 0 |  |  | 0 | 0 |  |  |  | 0 | 0 |  |  |  | 0 | 0 | 0 | 0
| Remove door complete with hardware | [10 empty] | no |  | 0 | 0 | 0 | 0 | 0 | 0 | 0 | 0 | 1 | joiner | 4.4 | 4.4 | 0 | 0 | 0 | 0 | 0 | 0 | 4.4 | 0
[17 empty] | 0 |  |  | 0 | 0 |  |  |  | 0 | 0 |  |  |  | 0 | 0 | 0 | 0
| Remove window shutter unit with hardware | [10 empty] | no |  | 0 | 0 | 0 | 0 | 0 | 0 | 0 | 0 | 1 | joiner | 4.4 | 4.4 | 0 | 0 | 0 | 0 | 0 | 0 | 4.4 | 0
[17 empty] | 0 |  |  | 0 | 0 |  |  |  | 0 | 0 |  |  |  | 0 | 0 | 0 | 0
| Remove Alum door frame with glazing and sliding door | [10 empty] | no |  | 0 | 0 | 0 | 0 | 0 | 0 | 0 | 0 | 1 | 2trademan | 4.4 | 4.4 | 0 | 0 | 0 | 0 | 0 | 0 | 4.4 | 0
[17 empty] | 0 |  |  | 0 | 0 |  |  |  | 0 | 0 |  |  |  | 0 | 0 | 0 | 0
| Remove roller door unit complete with associated fittings | [10 empty] | no |  | 0 | 0 | 0 | 0 | 0 | 0 | 0 | 0 | 2 | 2 trademan | 4.4 | 8.8 | 0 | 0 | 0 | 0 | 0 | 0 | 8.8 | 0
[17 empty] | 0 |  |  | 0 | 0 |  |  |  | 0 | 0 |  |  |  | 0 | 0 | 0 | 0
| Remove alum window frames complete with glazing | [10 empty] | no |  | 0 | 0 | 0 | 0 | 0 | 0 | 0 | 0 | 1 | 2 trademan | 4.4 | 4.4 | 0 | 0 | 0 | 0 | 0 | 0 | 4.4 | 0
[17 empty] | 0 |  |  | 0 | 0 |  |  |  | 0 | 0 |  |  |  | 0 | 0 | 0 | 0
| Remove louver frame with glass blade (4- 6 louvers) | [10 empty] | no |  | 0 | 0 | 0 | 0 | 0 | 0 | 0 | 0 | 0.5 | 2 trademan | 4.4 | 2.2 | 0 | 0 | 0 | 0 | 0 | 0 | 2.2 | 0
[17 empty] | 0 |  |  | 0 | 0 |  |  |  | 0 | 0 |  |  |  | 0 | 0 | 0 | 0
| Remove louver frame with glass blade (7-9 louvers) | [10 empty] | no |  | 0 | 0 | 0 | 0 | 0 | 0 | 0 | 0 | 0.5 | 2 trademan | 4.4 | 2.2 | 0 | 0 | 0 | 0 | 0 | 0 | 2.2 | 0
[17 empty] | 0 |  |  | 0 | 0 |  |  |  | 0 | 0 |  |  |  | 0 | 0 | 0 | 0
| Remove louver frame with glass blade (10-12 louvers) | [10 empty] | no |  | 0 | 0 | 0 | 0 | 0 | 0 | 0 | 0 | 0.55 | 2 trademan | 4.4 | 2.42 | 0 | 0 | 0 | 0 | 0 | 0 | 2.42 | 0
[17 empty] | 0 |  |  | 0 | 0 |  |  |  | 0 | 0 |  |  |  | 0 | 0 | 0 | 0
| Wall | [15 empty] | 0 |  |  | 0 | 0 |  |  |  | 0 | 0 |  |  |  | 0 | 0 | 0 | 0
| Remove hardboard lining on framing | [10 empty] | m2 |  | 0 | 0 | 0 | 0 | 0 | 0 | 0 | 0 | 0.13333 | 2 trademan | 4.4 | 0.58667 | 0 | 0 | 0 | 0 | 0 | 0 | 0.58667 | 0
| Remove batt behind lining | [10 empty] | m2 |  | 0 | 0 | 0 | 0 | 0 | 0 | 0 | 0 | 0.083333 | 2 trademan | 4.4 | 0.36667 | 0 | 0 | 0 | 0 | 0 | 0 | 0.36667 | 0
[17 empty] | 0 |  |  | 0 | 0 |  |  |  | 0 | 0 |  |  |  | 0 | 0 | 0 | 0
| Remove timber framing | [10 empty] | m2 |  | 0 | 0 | 0 | 0 | 0 | 0 | 0 | 0 | 0.42 | 4 trademan | 4.4 | 1.848 | 0 | 0 | 0 | 0 | 0 | 0 | 1.848 | 0
[17 empty] | 0 |  |  | 0 | 0 |  |  |  | 0 | 0 |  |  |  | 0 | 0 | 0 | 0
| Breakup 100mm thick blocwork wall and remove debris | [10 empty] | m2 |  | 0 | 0 | 0 | 0 | 0 | 0 | 0 | 0 | 0.75 | 2 trademan | 4.4 | 3.3 | 0 | 0 | 0 | 0 | 0 | 0 | 3.3 | 0
| Labour - 2 labourers for 0.75 hours per m2 | [15 empty] | 0 |  |  | 0 | 0 |  |  |  | 0 | 0 |  |  |  | 0 | 0 | 0 | 0
[17 empty] | 0 |  |  | 0 | 0 |  |  |  | 0 | 0 |  |  |  | 0 | 0 | 0 | 0
| Demolish 150mm thick blockwork wall and remove debris | [10 empty] | m2 |  | 0 | 0 | 0 | 0 | 0 | 0 | 0 | 0 | 1 | 2trademan | 4.4 | 4.4 | 0 | 0 | 0 | 0 | 0 | 0 | 4.4 | 0
[17 empty] | 0 |  |  | 0 | 0 |  |  |  | 0 | 0 |  |  |  | 0 | 0 | 0 | 0
| Demolish 200mm thick blockwork wall and remove debris | [10 empty] | m2 |  | 0 | 0 | 0 | 0 | 0 | 0 | 0 | 0 | 1.3 | 2trademan | 4.4 | 5.72 | 0 | 0 | 0 | 0 | 0 | 0 | 5.72 | 0
[17 empty] | 0 |  |  | 0 | 0 |  |  |  | 0 | 0 |  |  |  | 0 | 0 | 0 | 0
[17 empty] | 0 |  |  | 0 | 0 |  |  |  | 0 | 0 |  |  |  | 0 | 0 | 0 | 0
| Opening through stud partitions | [15 empty] | 0 |  |  | 0 | 0 |  |  |  | 0 | 0 |  |  |  | 0 | 0 | 0 | 0
| Form opening through 100mm thick timber stud wall partition for | [10 empty] | m2 |  | 0 | 0 | 0 | 0 | 0 | 0 | 0 | 0 | 2 | 2 trademan | 4.4 | 8.8 | 0 | 0 | 0 | 0 | 0 | 0 | 8.8 | 0
| door opening overall size: 2100 x 900mm wide; take off skirtings, cut away lining, | [15 empty] | 0 |  |  | 0 | 0 |  |  |  | 0 | 0 |  |  |  | 0 | 0 | 0 | 0
| and make good around disturbed surfaces | [15 empty] | 0 |  |  | 0 | 0 |  |  |  | 0 | 0 |  |  |  | 0 | 0 | 0 | 0
[17 empty] | 0 |  |  | 0 | 0 |  |  |  | 0 | 0 |  |  |  | 0 | 0 | 0 | 0
| Add 10% extra loading on labour for making | [15 empty] | 0 |  |  | 0 | 0 |  |  |  | 0 | 0 |  |  |  | 0 | 0 | 0 | 0
| good around disturbed surfaces | [15 empty] | 0 |  |  | 0 | 0 |  |  |  | 0 | 0 |  |  |  | 0 | 0 | 0 | 0
[17 empty] | 0 |  |  | 0 | 0 |  |  |  | 0 | 0 |  |  |  | 0 | 0 | 0 | 0
| Opening through Blockwork wall | [15 empty] | 0 |  |  | 0 | 0 |  |  |  | 0 | 0 |  |  |  | 0 | 0 | 0 | 0
| Form opening through 200mm thick blockwork wall for door opening overall size: | [10 empty] | m2 | cons plywd | 12.3843 | 1.2384 | 0.42 | 14.0427 | 1 | 1 | 14.0427 | 0 | 8.4 | 2 trademan | 4.4 | 36.96 | 0 | Conc mixer | 0.8469 | 1 | 0.8469 | 0 | 119.7661 | 0
| 2100 x 900mm wide, insert new lintel, 200mm thick and make good around disturbed surfaces. | [11 empty] | false works | 4.4 | 0.44 | 0.175 | 5.015 | 3.5 | 1 | 17.5525 | 0 |  |  |  | 0 | 0 |  |  |  | 0 | 0 |  | 0
[13 empty] | Reo, 4no d12 | 1.5783 | 0.15783 | 0.31567 | 2.0518 | 4 | 1 | 8.2073 | 0 |  |  |  | 0 | 0 |  |  |  | 0 | 0 |  | 0
[13 empty] | R8 stirrups | 1.225 | 0.1225 | 0.245 | 1.5925 | 6 | 0.2 | 1.911 | 0 |  |  |  | 0 | 0 |  |  |  | 0 | 0 |  | 0
[13 empty] | concrete mix 1:2:4 | 40.2457 | 0 | 0 | 40.2457 | 1 | 1 | 40.2457 | 0 |  |  |  | 0 | 0 |  |  |  | 0 | 0 |  | 0
[17 empty] | 0 |  |  | 0 | 0 |  |  |  | 0 | 0 |  |  |  | 0 | 0 | 0 | 0
[17 empty] | 0 |  |  | 0 | 0 |  |  |  | 0 | 0 |  |  |  | 0 | 0 | 0 | 0
[17 empty] | 0 |  |  | 0 | 0 |  |  |  | 0 | 0 |  |  |  | 0 | 0 | 0 | 0
| TOTAL CARRIED TO SUMMARY | [15 empty] | 0 |  |  | 0 | 0 |  |  |  | 0 | 0 |  |  |  | 0 | 0 | 0 | 0
[17 empty] | 0 |  |  | 0 | 0 |  |  |  | 0 | 0 |  |  |  | 0 | 0 | 0 | 0
| EXCAVATION AND EARTHWORK | [15 empty] | 0 |  |  | 0 | 0 |  |  |  | 0 | 0 |  |  |  | 0 | 0 | 0 | 0
[17 empty] | 0 |  |  | 0 | 0 |  |  |  | 0 | 0 |  |  |  | 0 | 0 | 0 | 0
| Note: Unless otherwise stated, the minimum allowance for working space shall be | [15 empty] | 0 |  |  | 0 | 0 |  |  |  | 0 | 0 |  |  |  | 0 | 0 | 0 | 0
| comply with the following: | [15 empty] | 0 |  |  | 0 | 0 |  |  |  | 0 | 0 |  |  |  | 0 | 0 | 0 | 0
| Planking and strutting is measured to all excavations 1.5m deep or irrespective | [15 empty] | 0 |  |  | 0 | 0 |  |  |  | 0 | 0 |  |  |  | 0 | 0 | 0 | 0
| of depth to excavations against public places and adjacent sites. | [15 empty] | 0 |  |  | 0 | 0 |  |  |  | 0 | 0 |  |  |  | 0 | 0 | 0 | 0
[17 empty] | 0 |  |  | 0 | 0 |  |  |  | 0 | 0 |  |  |  | 0 | 0 | 0 | 0
| 1) For depth of excavation 0-1m = 0.2m | [15 empty] | 0 |  |  | 0 | 0 |  |  |  | 0 | 0 |  |  |  | 0 | 0 | 0 | 0
| 2) For depth of excavation 1-2m = 0.6m | [15 empty] | 0 |  |  | 0 | 0 |  |  |  | 0 | 0 |  |  |  | 0 | 0 | 0 | 0
| 3) For depth of excavation 2-3m = 1m | [15 empty] | 0 |  |  | 0 | 0 |  |  |  | 0 | 0 |  |  |  | 0 | 0 | 0 | 0
| 4) Exceeding 3m = 1.3m | [15 empty] | 0 |  |  | 0 | 0 |  |  |  | 0 | 0 |  |  |  | 0 | 0 | 0 | 0
[17 empty] | 0 |  |  | 0 | 0 |  |  |  | 0 | 0 |  |  |  | 0 | 0 | 0 | 0
| Clear site to suit "building footprint", and allow to offset 1m at both directions | [9 empty] | 264 | m2 |  |  |  |  | 0 |  |  | 0 | 0 | 0.01 | 3 trademan | 4.4 | 0.044 | 11.616 | loader-1hr/100m2, | 0.27366 | 1 | 0.27366 | 72.245 | 0.31766 | 83.861
| for timber profiles | [15 empty] | 0 |  |  | 0 | 0 |  |  |  | 0 | 0 | Truck-1hr / 100m2 at 11.00/hr |  |  | 0 | 0 | 0 | 0
|  |  |  | 1 | 1 | 22 | 12 | 264 | [8 empty] | 0 |  |  | 0 | 0 |  |  |  | 0 | 0 |  |  |  | 0 | 0 | 0 | 0
| Strip site average 100mm deep, to remove top soil and spread and level on site. | [10 empty] | m2 |  |  |  |  | 0 |  |  | 0 | 0 | 0.33333 | 3 trademan | 4.4 | 1.4667 | 0 | loader | 0.27366 | 1 | 0.27366 | 0 | 1.7403 | 0
[17 empty] | 0 |  |  | 0 | 0 |  |  |  | 0 | 0 |  |  |  | 0 | 0 | 0 | 0
| Footing | [15 empty] | 0 |  |  | 0 | 0 |  |  |  | 0 | 0 |  |  |  | 0 | 0 | 0 | 0
| Excavate trench for footing 0-1.5m deep commencing from strip level. | [9 empty] | 17 | m3 |  |  |  |  | 0 |  |  | 0 | 0 | 2.2 | 3 trademan | 4.4 | 9.68 | 164.56 |  |  |  | 0 | 0 | 9.68 | 164.56
[17 empty] | 0 |  |  | 0
| Excavate for column pad 0-1.5m deep commencing from strip level | [9 empty] | 24 | m3 |  |  |  |  | 0 |  |  | 0 | 0 | 2.2 | 3trademan | 4.4 | 9.68 | 232.32 |  |  |  | 0 | 0 | 9.68 | 232.32
[17 empty] | 0 |  |  | 0 | 0 |  |  |  | 0 | 0 |  |  |  | 0 | 0 | 0 | 0
| Excavate for edge thickening commencing from stirp level | [10 empty] | m3 |  |  |  |  | 0 |  |  | 0 | 0 | 2.2 | 3trademan | 4.4 | 9.68 | 0 |  |  |  | 0 | 0 | 9.68 | 0
[17 empty] | 0 |  |  | 0 | 0 |  |  |  | 0 | 0 |  |  |  | 0 | 0 | 0 | 0
| Extra value for excavating solid rock encountered in the course of excavation | [10 empty] | m3 |  |  |  |  | 0 |  |  | 0 | 0 | 2.86 | 3trademan | 4.4 | 12.584 | 0 |  |  |  | 0 | 0 | 12.584 | 0
[17 empty] | 0 |  |  | 0 | 0 |  |  |  | 0 | 0 |  |  |  | 0 | 0 | 0 | 0
| Backfilling | [15 empty] | 0 |  |  | 0 | 0 |  |  |  | 0 | 0 |  |  |  | 0 | 0 | 0 | 0
| Return fill and ram selected excavated material around footing. | [9 empty] | 16 | m3 |  |  |  |  | 0 |  |  | 0 | 0 | 2.4 | 3trademan | 4.4 | 10.56 | 168.96 |  |  |  | 0 | 0 | 10.56 | 168.96
[17 empty] | 0 |  |  | 0 | 0 |  |  |  | 0 | 0 |  |  |  | 0 | 0 | 0 | 0
| Disposal | [15 empty] | 0 |  |  | 0 | 0 |  |  |  | 0 | 0 |  |  |  | 0 | 0 | 0 | 0
| Cartaway excavated material offsite where directed | [9 empty] | 41 | m3 |  |  |  |  | 0 |  |  | 0 | 0 | 2.2 | 3 trademan | 4.4 | 9.68 | 396.88 | 2 ton truck at 2m3/hr | 11 | 0.5 | 5.5 | 225.5 | 15.18 | 622.38
[17 empty] | 0 |  |  | 0 | 0 |  |  |  | 0 | 0 |  |  |  | 0 | 0 | 0 | 0
| FILLING | [15 empty] | 0 |  |  | 0 | 0 | [8 empty] | 0 | 0 | 0 | 0
| Hardcore imported and laid on site 100mm thick | [10 empty] | m2 | cost of imported hardfill @ 55/m3 | 5.5 | 0 | 0 | 5.5 | 1 | 1 | 5.5 | 0 | 0.6 | 4trademan | 4.4 | 2.64 | 0 | 6 ton truck | 0.1 | 150 | 15 | 0 | 23.14 | 0
[17 empty] | 0 |  |  | 0 | 0 |  |  |  | 0 | 0 |  |  |  | 0 | 0 | 0 | 0
| Hardcore imported to and laid on site 125mm thick. | [10 empty] | m2 |  | 6.875 | 0 | 0 | 6.875 | 1 | 1 | 6.875 | 0 | 0.75 | 4trademan | 4.4 | 3.3 | 0 | 6 ton truck | 0.125 | 150 | 18.75 | 0 | 28.925 | 0
[17 empty] | 0 |  |  | 0 | 0 |  |  |  | 0 | 0 |  |  |  | 0 | 0 | 0 | 0
| Hardcore imported to and laid on site 150mm thick. | [9 empty] | 143 | m2 |  | 8.25 | 0 | 0 | 8.25 | 1 | 1 | 8.25 | 1179.75 | 1.05 | 4trademan | 4.4 | 4.62 | 660.66 | 6 ton truck | 0.125 | 150 | 18.75 | 2681.25 | 31.62 | 4521.66
[17 empty] | 0 |  |  | 0 | 0 |  |  |  | 0 | 0 |  |  |  | 0 | 0 | 0 | 0
| Surface treatment | [15 empty] | 0 |  |  | 0 | 0 |  |  |  | 0 | 0 |  |  |  | 0 | 0 | 0 | 0
| Lay and blind hardcore | [9 empty] | 143 | m2 |  |  |  |  | 0 |  |  | 0 | 0 | 0.1 | 3trademan | 4.4 | 0.44 | 62.92 |  |  |  | 0 | 0 | 0.44 | 62.92
[17 empty] | 0 |  |  | 0 | 0 |  |  |  | 0 | 0 |  |  |  | 0 | 0 | 0 | 0
| Sand bed 50mm thick imported and laid to receive concrete | [9 empty] | 143 | m2 | Cost of Sand @55/m3 | 2.75 | 0 | 0 | 2.75 | 1 | 1 | 2.75 | 393.25 | 0.1 | 4trademan | 4.4 | 0.44 | 62.92 | 6 ton truck | 0.05 | 150 | 7.5 | 1072.5 | 10.69 | 1528.67
[17 empty] | 0 |  |  | 0 | 0 |  |  |  | 0 | 0 |  |  |  | 0 | 0 | 0 | 0
| Level and ram top of sand | [9 empty] | 143 | m2 |  |  |  |  | 0 |  |  | 0 | 0 | 0.05 | 1trademan | 4.4 | 0.22 | 31.46 |  |  |  | 0 | 0 | 0.22 | 31.46
[17 empty] | 0 |  |  | 0 | 0 |  |  |  | 0 | 0 |  |  |  | 0 | 0 | 0 | 0
| TOTAL CARRIED TO SUMMARY | [15 empty] | 0 |  |  | 0 | 1573 |  |  |  | 0 | 1792.296 |  |  |  | 0 | 4051.495 | 0 | 7416.791
[17 empty] | 0 |  |  | 0 | 0 |  |  |  | 0 | 0 |  |  |  | 0 | 0 | 0 | 0
| CONCRETE WORK | [15 empty] | 0 |  |  | 0 | 0 |  |  |  | 0 | 0 |  |  |  | 0 | 0 | 0 | 0
| Preambles | [18 empty] | 0
| Different types of Foundations and footings with concrete strength shall be | [15 empty] | 0 |  |  | 0 | 0 |  |  |  | 0 | 0 |  |  |  | 0 | 0 | 0 | 0
| scheduled seperately | [15 empty] | 0 |  |  | 0 | 0 |  |  |  | 0 | 0 |  |  |  | 0 | 0 | 0 | 0
[17 empty] | 0 |  |  | 0 | 0 |  |  |  | 0 | 0 |  |  |  | 0 | 0 | 0 | 0
| For small bases, fence posts, shallow piles and the like these shall be | [15 empty] | 0 |  |  | 0 | 0 |  |  |  | 0 | 0 |  |  |  | 0 | 0 | 0 | 0
| enumerated where not exceeding 0.2m3 | [15 empty] | 0 |  |  | 0 | 0 |  |  |  | 0 | 0 |  |  |  | 0 | 0 | 0 | 0
[17 empty] | 0 |  |  | 0 | 0 |  |  |  | 0 | 0 |  |  |  | 0 | 0 | 0 | 0
| Slabs for each thickness shall be scheduled seperately. If finished to | [15 empty] | 0 |  |  | 0 | 0 |  |  |  | 0 | 0 |  |  |  | 0 | 0 | 0 | 0
| falls or cross falls this shall be stated and the average thickness given | [15 empty] | 0 |  |  | 0 | 0 |  |  |  | 0 | 0 |  |  |  | 0 | 0 | 0 | 0
[17 empty] | 0 |  |  | 0 | 0 |  |  |  | 0 | 0 |  |  |  | 0 | 0 | 0 | 0
| Apply structural reinforced concrete to the following: | [15 empty] | 0 |  |  | 0 | 0 |  |  |  | 0 | 0 |  |  |  | 0 | 0 | 0 | 0
| 600x200mm thick strip footing | [10 empty] | m3 |  | 290.2857 |  |  | 290.2857 | 1 | 1 | 290.2857 | 0 | 10 | 5Carpentry trademan | 5.7 | 57 | 0 | Mixer-2hr/m3 | 13.9655 | 1 | 13.9655 | 0 | 361.2512 | 0
[17 empty] | 0 |  |  | 0 | 0 |  |  |  | 0 | 0 | [5 empty] | 0 | 0
[12 empty] | m3 |  | 290.2857 |  |  | 290.2857 | 1 | 1 | 290.2857 | 0 | 10 | 5Carpentry trademan | 5.7 | 57 | 0 | Mixer-2hr/m3 | 13.9655 | 1 | 13.9655 | 0 | 361.2512 | 0
[17 empty] | 0 |  |  | 0 | 0 |  |  |  | 0 | 0 |  |  |  | 0 | 0 | 0 | 0
| Raft footing | [9 empty] | 11 | m3 |  | 290.2857 |  |  | 290.2857 | 1 | 1 | 290.2857 | 3193.1429 | 10 | 5Carpentry trademan | 5.7 | 57 | 627 | Mixer-2hr/m3 | 13.9655 | 1 | 13.9655 | 153.6207 | 361.2512 | 3973.7635
| F1 |  | F1 | 1 | 1 | 22.98 | 0.4 | 9.192 | 0.3 | 2.7576
| Length= | 22980 | F2 | 1 | 1 | 14 | 0.4 | 5.6 | 0.4 | 2.24
| Width= | 400 | F3 | 1 | 1 | 31.47 | 0.4 | 12.588 | 0.4 | 5.0352
| Thickness= | 300 | [7 empty] | 10.0328
F2
| Length= | 14000
| Width= | 400
| Thickness= | 400
F3
| Length= | 31470
| Width= | 400
| Thickness= | 400
| Pad footing | [9 empty] | 14 | m3 |  | 290.2857 |  |  | 290.2857 | 1 | 1 | 290.2857 | 4064 | 10 | 5Carpentry trademan | 5.7 | 57 | 798 | Mixer-2hr/m3 | 13.9655 | 1 | 13.9655 | 195.5172 | 361.2512 | 5057.5172
| P1 |  | P1 | 1 | 20 | 0.8 | 0.8 | 12.8 | 1 | 12.8
| Length= | 800 | P2 | 1 | 14 | 0.45 | 0.45 | 2.835 | 0.4 | 1.134
| Width= | 800 | [7 empty] | 13.934
| Thickness= | 1000
| No of pad= | 20nos
P2
| Length= | 450
| Width= | 450
| Thickness= | 400
| No of pad= | 14nos
0
| Isolated small base/ fence post (300x300x450) | [10 empty] | no |  | 11.7566 |  |  | 11.7566 | 1 | 1 | 11.7566 | 0 | 2.025 | Carpentry trademan | 5.7 | 11.5425 | 0 | Mixer-2hr/m3 | 13.9655 | 0.0405 | 0.5656 | 0 | 23.8647 | 0
[25 empty] | 0 | 0
| Bedding to structural steel / metal work (0-200mm thick) | [10 empty] | m2 |  | 87.7 |  |  | 87.7 | 1 | 1 | 87.7 | 0 | 1 | Carpentry trademan | 5.7 | 5.7 | 0 | Mixer-2hr/m3 | 13.9655 | 0.2 | 2.7931 | 0 | 96.1931 | 0
[17 empty] | 0 |  |  | 0 | 0 |  |  |  | 0 | 0 |  |  |  | 0 | 0 | 0 | 0
| 100mm thick slab | [10 empty] | m3 |  | 290.2857 |  |  | 290.2857 | 1 | 1 | 290.2857 | 0 | 10 | 5Carpentry trademan | 5.7 | 57 | 0 | Mixer-2hr/m3 | 13.9655 | 1 | 13.9655 | 0 | 361.2512 | 0
[17 empty] | 0 |  |  | 0 | 0 |  |  |  | 0 | 0
| 150mm thick slab | [9 empty] | 21 | m3 |  | 290.2857 |  |  | 290.2857 | 1 | 1 | 290.2857 | 6096 | 10 | 5Carpentry trademan | 5.7 | 57 | 1197 | Mixer-2hr/m3 | 13.9655 | 1 | 13.9655 | 293.2759 | 361.2512 | 7586.2759
|  |  | Main building | 1 | 1 | 22.4 | 4.8 | 107.52 | 0.15 | 16.128
| Main building size= | 22400x4800 | Extension | 1 | 2 | 3.6 | 3.6 | 25.92 | 0.15 | 3.888
| Extension size= | 3600x3600 (2nos) | [7 empty] | 20.016
[11 empty] | 46 | [5 empty] | 0 |  |  | 0 | 0 |  |  |  | 0 | 0 |  |  |  | 0 | 0 | 0 | 0
| 200mm thick suspended slab | [10 empty] | m3 |  | 290.2857 |  |  | 290.2857 | 1 | 1 | 290.2857 | 0 | 7.5 | 5Carpentry trademan | 5.7 | 42.75 | 0 | Mixer-2hr/m3 | 13.9655 | 1 | 13.9655 | 0 | 347.0012 | 0
[17 empty] | 0 |  |  | 0 | 0 |  |  |  | 0 | 0 |  |  |  | 0 | 0 | 0 | 0
| Beam | [10 empty] | m3 |  | 290.2857 |  |  | 290.2857 | 1 | 1 | 290.2857 | 0 | 7.5 | 5Carpentry trademan | 5.7 | 42.75 | 0 | Mixer-2hr/m3 | 13.9655 | 1 | 13.9655 | 0 | 347.0012 | 0
[17 empty] | 0 |  |  | 0 | 0 |  |  |  | 0 | 0 |  |  |  | 0 | 0 | 0 | 0
| Lintel | [10 empty] | m3 |  | 290.2857 |  |  | 290.2857 | 1 | 1 | 290.2857 | 0 | 7.5 | 5Carpentry trademan | 5.7 | 42.75 | 0 | Mixer-2hr/m3 | 13.9655 | 1 | 13.9655 | 0 | 347.0012 | 0
[17 empty] | 0 |  |  | 0 | 0 |  |  |  | 0 | 0 |  |  |  | 0 | 0 | 0 | 0
| Column / Pier | [10 empty] | m3 |  | 290.2857 |  |  | 290.2857 | 1 | 1 | 290.2857 | 0 | 7.5 | 5Carpentry trademan | 5.7 | 42.75 | 0 | Mixer-2hr/m3 | 13.9655 | 1 | 13.9655 | 0 | 347.0012 | 0
[17 empty] | 0 |  |  | 0 | 0 |  |  |  | 0 | 0 |  |  |  | 0 | 0 | 0 | 0
| Steps and staircases including strings, soffits, balustrades and | [10 empty] | m3 |  | 290.2857 |  |  | 290.2857 | 1 | 1 | 290.2857 | 0 | 7.5 | 5Carpentry trademan | 5.7 | 42.75 | 0 | Mixer-2hr/m3 | 13.9655 | 1 | 13.9655 | 0 | 347.0012 | 0
| landings | [15 empty] | 0 |  |  | 0 | 0 |  |  |  | 0 | 0 |  |  |  | 0 | 0 | 0 | 0
[17 empty] | 0 |  |  | 0 | 0 |  |  |  | 0 | 0 |  |  |  | 0 | 0 | 0 | 0
| Blinding concrete (0-200mm thick) | [10 empty] | m2 |  | 58.0571 |  |  | 58.0571 | 1 | 1 | 58.0571 | 0 | 1 | Carpentry trademan | 5.7 | 5.7 | 0 | Mixer-2hr/m3 | 13.9655 | 0.2 | 2.7931 | 0 | 66.5502 | 0
[17 empty] | 0 |  |  | 0 | 0 |  |  |  | 0 | 0 |  |  |  | 0 | 0 | 0 | 0
| Upstands and kerbs (<0.05m2 in section) | [10 empty] | m |  | 19.5843 |  |  | 19.5843 | 1 | 1 | 19.5843 | 0 | 0.55 | Carpenter trademan | 5.7 | 3.135 | 0 | Mixer-2hr/m3 | 13.9655 | 0.05 | 0.025 | 0 | 22.7443 | 0
[17 empty] | 0 |  |  | 0 | 0 |  |  |  | 0 | 0 |  |  |  | 0 | 0 | 0 | 0
| Surface Finishes | [15 empty] | 0 |  |  | 0 | 0 |  |  |  | 0 | 0 |  |  |  | 0 | 0 | 0 | 0
| 20mm thick cement and sand (mix 1:3) screed Trowel steel float finish to top of slab | [10 empty] | m2 |  | 8.81 | 0 | 0 | 8.81 | 1 | 1 | 8.81 | 0 | 2.25 | 1 L/H & 1trdman | 5.7 | 12.825 | 0 | Mixer-2hr/m3 | 13.9655 | 0.02 | 0.27931 | 0 | 21.9143 | 0
[17 empty] | 0 |  |  | 0 | 0 |  |  |  | 0 | 0 |  |  |  | 0 | 0 | 0 | 0
| 20mm thick cement and sand (mix 1:3) screed Broom finish to top of slab | [10 empty] | m2 |  | 8.81 | 0 | 0 | 8.81 | 1 | 1 | 8.81 | 0 | 2 | 1 L/H & 1trdman | 5.7 | 11.4 | 0 | Mixer-2hr/m3 | 13.9655 | 0.02 | 0.27931 | 0 | 20.4893 | 0
[17 empty] | 0 |  |  | 0 | 0 |  |  |  | 0 | 0 |  |  |  | 0 | 0 | 0 | 0
| 25mm thick cement and sand (mix 1:3) screed Trowel steel float finish to top of slab | [10 empty] | m2 |  | 11.0125 | 0 | 0 | 11.0125 | 1 | 1 | 11.0125 | 0 | 2.5 | 1 L/H & 1trdman | 5.7 | 14.25 | 0 | Mixer-2hr/m3 | 13.9655 | 0.025 | 0.34914 | 0 | 25.6116 | 0
[17 empty] | 0 |  |  | 0 | 0 |  |  |  | 0 | 0 |  |  |  | 0 | 0 | 0 | 0
| 25mm thick cement and sand (mix 1:3) screed Broom finish to top of slab | [10 empty] | m2 |  | 11.0125 | 0 | 0 | 11.0125 | 1 | 1 | 11.0125 | 0 | 2.25 | 1 L/H & 1trdman | 5.7 | 12.825 | 0 | Mixer-2hr/m3 | 13.9655 | 0.025 | 0.34914 | 0 | 24.1866 | 0
[17 empty] | 0 |  |  | 0 | 0 |  |  |  | 0 | 0 |  |  |  | 0 | 0 | 0 | 0
| Extra value for trowel steel float finish to confine areas (0-200mm wide ) | [10 empty] | m |  | 1.762 | 0 | 0 | 1.762 | 1 | 1 | 1.762 | 0 | 2.7 | 1 L/H & 1trdman | 5.7 | 15.39 | 0 |  |  |  | 0 | 0 | 17.152 | 0
[17 empty] | 0 |  |  | 0 | 0 |  |  |  | 0 | 0 |  |  |  | 0 | 0 | 0 | 0
| Extra value for broom finish ditto (0-200mm wide) | [10 empty] | m |  | 2.2025 | 0 | 0 | 2.2025 | 1 | 1 | 2.2025 | 0 | 3 | 1 L/H & 1trdman | 5.7 | 17.1 | 0 |  |  |  | 0 | 0 | 19.3025 | 0
| 12mm diameter Holding down bolt complete with nut and 2 washers bolted in | [10 empty] | no | 110mm long, bolt | 3 | 0 | 0 | 3 | 1 | 1 | 3 | 0 | 0.083333 | Carpenter trademan | 4.4 | 0.36667 | 0 |  |  |  | 0 | 0 | 3.3667 | 0
| concrete | [15 empty] | 0 |  |  | 0 | 0 |  |  |  | 0 | 0 |  |  |  | 0 | 0 | 0 | 0
[17 empty] | 0 |  |  | 0 | 0 |  |  |  | 0 | 0 |  |  |  | 0 | 0 | 0 | 0
| 12mm diameter Holding down bolt complete with nut and 2 washers | [10 empty] | no | 175mm long bolt | 3.5 | 0 | 0 | 3.5 | 1 | 1 | 3.5 | 0 | 0.091667 | Carpenter trademan | 4.4 | 0.40333 | 0 |  |  |  | 0 | 0 | 3.9033 | 0
| bolted in concrete | [15 empty] | 0 |  |  | 0 | 0 |  |  |  | 0 | 0 |  |  |  | 0 | 0 | 0 | 0
[17 empty] | 0 |  |  | 0 | 0 |  |  |  | 0 | 0 |  |  |  | 0 | 0 | 0 | 0
[17 empty] | 0 |  |  | 0 | 0 |  |  |  | 0 | 0 |  |  |  | 0 | 0 | 0 | 0
[17 empty] | 0 |  |  | 0 | 0 |  |  |  | 0 | 0 |  |  |  | 0 | 0 | 0 | 0
| TOTAL CARRIED TO SUMMARY | [19 empty] | 13353.1429 |  |  |  |  | 2622 |  |  |  |  | 642.4138 |  | 16617.5567
[17 empty] | 0 |  |  | 0 | 0 |  |  |  | 0 | 0 |  |  |  | 0 | 0 | 0 | 0
|  | FORMWORK | [14 empty] | 0 |  |  | 0 | 0 |  |  |  | 0 | 0 |  |  |  | 0 | 0 | 0 | 0
| Unless otherwise stated, formwork shall be measured in square metres. | [15 empty] | 0 |  |  | 0 | 0 |  |  |  | 0 | 0 |  |  |  | 0 | 0 | 0 | 0
| Formwork specified to be left in place shall be scheduled seperately. | [15 empty] | 0 |  |  | 0 | 0 |  |  |  | 0 | 0 |  |  |  | 0 | 0 | 0 | 0
| Formwork to soffits of beams or slabs shall be scheduled seperately. | [15 empty] | 0 |  |  | 0 | 0 |  |  |  | 0 | 0 |  |  |  | 0 | 0 | 0 | 0
[17 empty] | 0 |  |  | 0 | 0 |  |  |  | 0 | 0 |  |  |  | 0 | 0 | 0 | 0
[17 empty] | 0 |  |  | 0 | 0 |  |  |  | 0 | 0 |  |  |  | 0 | 0 | 0 | 0
| Apply formwork to the following: | [15 empty] | 0 |  |  | 0 | 0 |  |  |  | 0 | 0 |  |  |  | 0 | 0 | 0 | 0
[17 empty] | 0 |  |  | 0 | 0 |  |  |  | 0 | 0 |  |  |  | 0 | 0 | 0 | 0
| Vertical surfaces of footing (average uses = 5) | [9 empty] | 37 | m2 | Formply | 11.0417 | 1.1042 | 2.016 | 14.1618 | 2 | 1 | 28.3237 | 2793.4507 | 3.75 | 3trademan | 4.4 | 16.5 | 610.5 |  |  |  | 0 | 0 | 91.9987 | 3403.9507
|  |  | Total | 1 | 1 | 72.42 | 0.5 | 36.21 |  |  |  |  | 100x50 grd plate | 1 | 0.1 | 0.175 | 1.275 | 6 | 1 | 7.65 | 0 |  |  |  | 0 | 0 |  |  |  | 0 | 0 |  | 0
| Length= | 72420 | [10 empty] | 100x50mm stud | 1 | 0.1 | 0.175 | 1.275 | 10 | 1 | 12.75 | 0 |  |  |  | 0 | 0 |  |  |  | 0 | 0 |  | 0
| Width= | 500 | [10 empty] | 100x50mm braces | 1 | 0.1 | 0.175 | 1.275 | 6 | 1 | 7.65 | 0 |  |  |  | 0 | 0 |  |  |  | 0 | 0 |  | 0
[13 empty] | pegs | 1 | 0.1 | 0.175 | 1.275 | 15 | 1 | 19.125 | 0 |  |  |  | 0 | 0 |  |  |  | 0 | 0 |  | 0
[17 empty] | 0 |  |  | 0 | 0 |  |  |  | 0 | 0 |  |  |  | 0 | 0 | 0 | 0
[17 empty] | 0 |  |  | 0 | 0 |  |  |  | 0 | 0 |  |  |  | 0 | 0 | 0 | 0
[17 empty] | 0 |  |  | 0 | 0 |  |  |  | 0 | 0 |  |  |  | 0 | 0 | 0 | 0
| Vertical surfaces of wall | [10 empty] | m2 | As above |  |  |  | 0 |  |  | 75.4987 | 0 | 3.75 | 3trademan | 4.4 | 16.5 | 0 |  |  |  | 0 | 0 | 91.9987 | 0
[17 empty] | 0 |  |  | 0 | 0 |  |  |  | 0 | 0 |  |  |  | 0 | 0 |  | 0
[17 empty] | 0 |  |  | 0 | 0 |  |  |  | 0 | 0 |  |  |  | 0 | 0 |  | 0
| Vertical surfaces of column / pier. Include timber fillet not exceeding | [10 empty] | m2 | Formply | 11.0417 | 1.1042 | 2.016 | 14.1618 | 2 | 1 | 28.3237 | 0 | 4.4 | 3trademan | 4.4 | 19.36 | 0 |  |  |  | 0 | 0 | 92.7887 | 0
| 50mm on face. | [11 empty] | 50x50 mm col clamp | 0.56 | 0.056 | 0.0875 | 0.7035 | 4 | 3.5 | 9.849 | 0 |  |  |  | 0 | 0 |  |  |  | 0 | 0 |  | 0
[13 empty] | 100x50mm falsewoks | 1.6667 | 0.16667 | 0.175 | 2.0083 | 6 | 1 | 12.05 | 0 |  |  |  | 0 | 0 |  |  |  | 0 | 0 |  | 0
[13 empty] | 100x50mm braces | 1.6667 | 0.16667 | 0.175 | 2.0083 | 4 | 2 | 16.0667 | 0 |  |  |  | 0 | 0 |  |  |  | 0 | 0 |  | 0
[13 empty] | 20mm timber fillet | 0.6 | 0.16667 | 0.014 | 0.78067 | 4 | 1 | 3.1227 | 0 |  |  |  | 0 | 0 |  |  |  | 0 | 0 |  | 0
[13 empty] | pegs, 100x50 | 1.6667 | 0.16667 | 0.175 | 2.0083 | 2 | 1 | 4.0167 | 0 |  |  |  | 0 | 0 |  |  |  | 0 | 0 |  | 0
[17 empty] | 0 |  |  | 0 | 0 |  |  |  | 0 | 0 |  |  |  | 0 | 0 |  | 0
[17 empty] | 0 |  |  | 0 | 0 |  |  |  | 0 | 0 |  |  |  | 0 | 0 |  | 0
[17 empty] | 0 |  |  | 0 | 0 |  |  |  | 0 | 0 |  |  |  | 0 | 0 |  | 0
[17 empty] | 0 |  |  | 0 | 0 |  |  |  | 0 | 0 |  |  |  | 0 | 0 |  | 0
| Flat soffits of suspended slab not exceeding 3m high from grd level | [10 empty] | m2 | Formply | 18.4028 | 1.8403 | 2.016 | 22.2591 | 2 | 1 | 44.5181 | 0 | 4.4 | 3trademan | 4.4 | 19.36 | 0 |  |  |  | 0 | 0 | 110.0108 | 0
[13 empty] | 300x50 mm timber beam / bearer | 4.4667 | 0.44667 | 0.525 | 5.4383 | 2 | 1 | 10.8767 | 0 |  |  |  | 0 | 0 |  |  |  | 0 | 0 |  | 0
[13 empty] | 100x50mm props | 1.6667 | 0.16667 | 0.175 | 2.0083 | 8 | 1 | 16.0667 | 0 |  |  |  | 0 | 0 |  |  |  | 0 | 0 |  | 0
[13 empty] | 100x50mm braces | 1.6667 | 0.16667 | 0.175 | 2.0083 | 4 | 2 | 16.0667 | 0 |  |  |  | 0 | 0 |  |  |  | 0 | 0 |  | 0
[13 empty] | 20mm timber wedging | 0.6 | 0.16667 | 0.014 | 0.78067 | 4 | 1 | 3.1227 | 0 |  |  |  | 0 | 0 |  |  |  | 0 | 0 |  | 0
[21 empty] | 0 |  |  |  | 0 | 0 |  |  |  | 0 | 0 |  | 0
[17 empty] | 0 |  |  | 0 | 0 |  |  |  | 0 | 0 |  |  |  | 0 | 0 |  | 0
[17 empty] | 0 |  |  | 0 | 0 |  |  |  | 0 | 0 |  |  |  | 0 | 0 |  | 0
[17 empty] | 0 |  |  | 0 | 0 |  |  |  | 0 | 0 |  |  |  | 0 | 0 |  | 0
[17 empty] | 0 |  |  | 0 | 0 |  |  |  | 0 | 0 |  |  |  | 0 | 0 |  | 0
| Sides and soffit of beam | [10 empty] | m2 | Formply | 18.4028 | 1.8403 | 2.016 | 22.2591 | 2 | 1 | 44.5181 | 0 | 4.4 | 3trademan | 4.4 | 19.36 | 0 |  |  |  | 0 | 0 | 125.6894 | 0
[13 empty] | 100x50 mm bed plate/ bearer | 1.6667 | 0.16667 | 0.175 | 2.0083 | 4 | 1 | 8.0333 | 0 |  |  |  | 0 | 0 |  |  |  | 0 | 0 |  | 0
[13 empty] | 100x50mm props / support | 1.6667 | 0.16667 | 0.175 | 2.0083 | 8 | 1 | 16.0667 | 0 |  |  |  | 0 | 0 |  |  |  | 0 | 0 |  | 0
[13 empty] | 100x50mm prop head | 1.6667 | 0.16667 | 0.175 | 2.0083 | 4 | 1 | 8.0333 | 0 |  |  |  | 0 | 0 |  |  |  | 0 | 0 |  | 0
[13 empty] | 20mm angle fillet | 0.6 | 0.16667 | 0.014 | 0.78067 | 2 | 1 | 1.5613 | 0 |  |  |  | 0 | 0 |  |  |  | 0 | 0 |  | 0
[13 empty] | 100x50mm prop / braces | 1.6667 | 0.16667 | 0.175 | 2.0083 | 3.5 | 4 | 28.1167 | 0 |  |  |  | 0 | 0 |  |  |  | 0 | 0 |  | 0
[17 empty] | 0 |  |  | 0 | 0 |  |  |  | 0 | 0 |  |  |  | 0 | 0 |  | 0
[17 empty] | 0 |  |  | 0 | 0 |  |  |  | 0 | 0 |  |  |  | 0 | 0 |  | 0
| Sides and soffit of lintel | [10 empty] | m2 |  |  |  |  | 0 |  |  | 106.3294 | 0 | 4.4 | 3trademan | 4.4 | 19.36 | 0 |  |  |  | 0 | 0 | 125.6894 | 0
[17 empty] | 0 |  |  | 0 | 0 |  |  |  | 0 | 0 |  |  |  | 0 | 0 |  | 0
[17 empty] | 0 |  |  | 0 | 0 |  |  |  | 0 | 0 |  |  |  | 0 | 0 |  | 0
| Sides of stair riser and string | [10 empty] | m2 | 150x50mm raking carriage | 1.96 | 0.196 | 0.2625 | 2.4185 | 2 | 1 | 4.837 | 0 | 4.4 | 3trademan | 4.4 | 19.36 | 0 |  |  |  | 0 | 0 | 117.4055 | 0
[13 empty] | 150x50mm bearer | 1.96 | 0.196 | 0.2625 | 2.4185 | 5 | 1 | 12.0925 | 0 |  |  |  | 0 | 0 |  |  |  | 0 | 0 |  | 0
[13 empty] | 150x50mm joist | 1.96 | 0.196 | 0.2625 | 2.4185 | 4.8 | 1 | 11.6088 | 0 |  |  |  | 0 | 0 |  |  |  | 0 | 0 |  | 0
[13 empty] | 150x50mm props | 1.96 | 0.196 | 0.2625 | 2.4185 | 8 | 1 | 19.348 | 0 |  |  |  | 0 | 0 |  |  |  | 0 | 0 |  | 0
[13 empty] | 100x50mm braces | 2.5 | 0.25 | 0.175 | 2.925 | 3.5 | 2 | 20.475 | 0 |  |  |  | 0 | 0 |  |  |  | 0 | 0 |  | 0
[13 empty] | 25mm thick Formply | 18.4028 | 1.8403 | 2.016 | 22.2591 | 1 | 1 | 22.2591 | 0 |  |  |  | 0 | 0 |  |  |  | 0 | 0 |  | 0
[13 empty] | 100x50mm strong back | 2.5 | 0.25 | 0.175 | 2.925 | 2 | 1 | 5.85 | 0 |  |  |  | 0 | 0 |  |  |  | 0 | 0 |  | 0
[13 empty] | 150x25mm forms to risers | 1.1167 | 0.196 | 0.2625 | 1.5752 | 1 | 1 | 1.5752 | 0 |  |  |  | 0 | 0 |  |  |  | 0 | 0 |  | 0
[17 empty] | 0 |  |  | 0 | 0 |  |  |  | 0 | 0 |  |  |  | 0 | 0 |  | 0
[17 empty] | 0 |  |  | 0 | 0 |  |  |  | 0 | 0 |  |  |  | 0 | 0 |  | 0
[17 empty] | 0 |  |  | 0 | 0 |  |  |  | 0 | 0 |  |  |  | 0 | 0 |  | 0
| Formwork to sides of suspended floor slab over 100mm and not exceeding 200mm | [10 empty] | m |  |  |  |  | 0 |  |  | 10.6329 | 0 | 0.44 | 3trademan | 4.4 | 1.936 | 0 |  |  |  | 0 | 0 | 12.5689 | 0
[17 empty] | 0 |  |  | 0 | 0 |  |  |  | 0 | 0 |  |  |  | 0 | 0 |  | 0
| Ditto but to edge of concrete slab over 100mm and not exceeding 200mm | [10 empty] | m |  |  |  |  | 0 |  |  | 21.2659 | 0 | 0.44 | 3trademan | 4.4 | 1.936 | 0 |  |  |  | 0 | 0 | 12.5689 | 0
[17 empty] | 0 |  |  | 0 | 0 |  |  |  | 0 | 0 |  |  |  | 0 | 0 |  | 0
| Ditto but to edge of concrete slab over 200mm and not exceeding 300mm | [10 empty] | m |  |  |  |  | 0 |  |  | 31.8988 | 0 | 1.32 | 3trademan | 4.4 | 5.808 | 0 |  |  |  | 0 | 0 | 37.7068 | 0
[17 empty] | 0 |  |  | 0 | 0 |  |  |  | 0 | 0 |  |  |  | 0 | 0 |  | 0
| Formwork to sides of reveals 0-200mm | [10 empty] | m |  |  |  |  | 0 |  |  | 21.2659 | 0 | 1.056 | 3trademan | 4.4 | 4.6464 | 0 |  |  |  | 0 | 0 | 25.9123 | 0
[17 empty] | 0 |  |  | 0 | 0 |  |  |  | 0 | 0 |  |  |  | 0 | 0 | 0 | 0
| Formwork to sides of reveals over 200mm and not exceeding 300mm | [10 empty] | m |  |  |  |  | 0 |  |  | 31.8988 | 0 | 1.584 | 3trademan | 4.4 | 6.9696 | 0 |  |  |  | 0 | 0 | 38.8684 | 0
[17 empty] | 0 |  |  | 0 | 0 |  |  |  | 0 | 0 |  |  |  | 0 | 0 | 0 | 0
[17 empty] | 0 |  |  | 0 | 0 |  |  |  | 0 | 0 |  |  |  | 0 | 0 | 0 | 0
| Form 100 x 50mm deep rebate in edge of slab | [10 empty] | m |  | 5 | 0.5 | 0.175 | 5.675 | 1 | 1 | 5.675 | 0 | 0.16667 | 3trademan | 4.4 | 0.73333 | 0 |  |  |  | 0 | 0 | 6.4083 | 0
[17 empty] | 0 |  |  | 0 | 0 |  |  |  | 0 | 0 |  |  |  | 0 | 0 | 0 | 0
| Form 200x50mm deep rebate in edge of slab | [10 empty] | m |  | 10.6667 | 1.0667 | 0.35 | 12.0833 | 1 | 1 | 12.0833 | 0 | 0.2 | 3trademan | 4.4 | 0.88 | 0 |  |  |  | 0 | 0 | 12.9633 | 0
[17 empty] | 0 |  |  | 0 | 0 |  |  |  | 0 | 0 |  |  |  | 0 | 0 | 0 | 0
[17 empty] | 0 |  |  | 0 | 0 |  |  |  | 0 | 0 |  |  |  | 0 | 0 | 0 | 0
[17 empty] | 0 |  |  | 0 | 0 |  |  |  | 0 | 0 |  |  |  | 0 | 0 | 0 | 0
[17 empty] | 0 |  |  | 0 | 0 |  |  |  | 0 | 0 |  |  |  | 0 | 0 | 0 | 0
[17 empty] | 0 |  |  | 0 | 0 |  |  |  | 0 | 0 |  |  |  | 0 | 0 | 0 | 0
[17 empty] | 0 |  |  | 0 | 0 |  |  |  | 0 | 0 |  |  |  | 0 | 0 | 0 | 0
[17 empty] | 0 |  |  | 0 | 0 |  |  |  | 0 | 0 |  |  |  | 0 | 0 | 0 | 0
[17 empty] | 0 |  |  | 0 | 0 |  |  |  | 0 | 0 |  |  |  | 0 | 0 | 0 | 0
[17 empty] | 0 |  |  | 0 | 0 |  |  |  | 0 | 0 |  |  |  | 0 | 0 | 0 | 0
[17 empty] | 0 |  |  | 0 | 0 |  |  |  | 0 | 0 |  |  |  | 0 | 0 | 0 | 0
| TOTAL CARRIED TO SUMMARY | [15 empty] | 0 |  |  | 0 | 2793.4507 |  |  |  | 0 | 610.5 |  |  |  | 0 | 0 | 0 | 3403.9507
[17 empty] | 0 |  |  | 0 | 0 |  |  |  | 0 | 0 |  |  |  | 0 | 0 | 0 | 0
|  | DAMP PROOF SHEETING | [14 empty] | 0 |  |  | 0 | 0 |  |  |  | 0 | 0 |  |  |  | 0 | 0 | 0 | 0
[17 empty] | 0 |  |  | 0 | 0 |  |  |  | 0 | 0 |  |  |  | 0 | 0 | 0 | 0
| 0.25mm DMP membrane sheeting or similar laid and lapped at | [9 empty] | 134 | m2 |  | 1.6917 | 0.33833 | 0.67667 | 2.7067 | 1 | 1 | 2.7067 | 362.6933 | 0.1 | 3 trademan | 4.4 | 0.44 | 58.96 |  |  |  | 0 | 0 | 3.1467 | 421.6533
| 300mm wide and jointed with tape | [15 empty] | 0 |  |  | 0 | 0 |  |  |  | 0 | 0 |  |  |  | 0 | 0 | 0 | 0
[8 empty] | 133.44 | [8 empty] | 0 |  |  | 0 | 0 |  |  |  | 0 | 0 |  |  |  | 0 | 0 | 0 | 0
| Extra value for turn ups 0-200mm wide | [10 empty] | m |  |  |  |  | 0 |  |  | 0.54133 | 0 | 0.024 | 3 trademan | 4.4 | 0.1056 | 0 |  |  |  | 0 | 0 | 0.64693 | 0
[17 empty] | 0 |  |  | 0 | 0 |  |  |  | 0 | 0 |  |  |  | 0 | 0 | 0 | 0
| Extra value for turn ups over 200mm but not exceeding 300mm | [10 empty] | m |  |  |  |  | 0 |  |  | 0.812 | 0 | 0.036 | 3 trademan | 4.4 | 0.1584 | 0 |  |  |  | 0 | 0 | 0.9704 | 0
[17 empty] | 0 |  |  | 0 | 0 |  |  |  | 0 | 0 |  |  |  | 0 | 0 | 0 | 0
| Extra value for turn down 0-200mm wide | [10 empty] | m |  |  |  |  | 0 |  |  | 0.54133 | 0 | 0.024 | 3 trademan | 4.4 | 0.1056 | 0 |  |  |  | 0 | 0 | 0.64693 | 0
[17 empty] | 0 |  |  | 0 | 0 |  |  |  | 0 | 0 |  |  |  | 0 | 0 | 0 | 0
| Extra value for turn down over 200mm but not exceeding 300mm | [10 empty] | m |  |  |  |  | 0 |  |  | 0.812 | 0 | 0.036 | 3 trademan | 4.4 | 0.1584 | 0 |  |  |  | 0 | 0 | 0.9704 | 0
[17 empty] | 0 |  |  | 0 | 0 |  |  |  | 0 | 0 |  |  |  | 0 | 0 | 0 | 0
| Form penetration to damp proof sheeting 0-100mm diameter | [10 empty] | no |  | 2 | 0 | 0 | 2 | 1 | 1 | 2 | 0 | 0.15 | trademan | 4.4 | 0.66 | 0 |  |  |  | 0 | 0 | 2.66 | 0
[17 empty] | 0 |  |  | 0 | 0 |  |  |  | 0 | 0 |  |  |  | 0 | 0 | 0 | 0
| Form penetration to damp proof sheeting 100- 200mm diameter | [10 empty] | no |  | 2 | 0 | 0 | 2 | 1 | 1 | 2 | 0 | 0.18 | trademan | 4.4 | 0.792 | 0 |  |  |  | 0 | 0 | 2.792 | 0
[17 empty] | 0 |  |  | 0 | 0 |  |  |  | 0 | 0 |  |  |  | 0 | 0 | 0 | 0
| TOTAL CARRIED TO SUMMARY | [19 empty] | 362.6933 |  |  |  |  | 58.96 |  |  |  |  | 0 |  | 421.6533
[17 empty] | 0 |  |  | 0 | 0 |  |  |  | 0 | 0 |  |  |  | 0 | 0 | 0 | 0
|  | DAMP PROOF COATINGS | [14 empty] | 0 |  |  | 0 | 0 |  |  |  | 0 | 0 |  |  |  | 0 | 0 | 0 | 0
[17 empty] | 0 |  |  | 0 | 0 |  |  |  | 0 | 0 |  |  |  | 0 | 0 | 0 | 0
| Prepare surfaces and apply two coat suitable dmp coating to the following: | [15 empty] | 0 |  |  | 0 | 0 |  |  |  | 0 | 0 |  |  |  | 0 | 0 | 0 | 0
[17 empty] | 0 |  |  | 0 | 0 |  |  |  | 0 | 0 |  |  |  | 0 | 0 | 0 | 0
| 200mm thick blockwork surfaces | [10 empty] | m2 | pc sum $10/m2 | 10 | 0 | 0 | 10 | 1 | 1 | 10 | 0 | 1 | 3painter | 4.4 | 4.4 | 0 | Paint brush, tray, etc.. | 2 | 1 | 2 | 0 | 16.4 | 0
[17 empty] | 0 |  |  | 0 | 0 |  |  |  | 0 | 0 |  |  |  | 0 | 0 | 0 | 0
| 150mm thick blockwork surfaces | [10 empty] | m2 | pc sum $10/m2 |  |  |  | 0 |  |  | 10 | 0 | 1 | 3painter | 4.4 | 4.4 | 0 | Paint brush, tray, etc.. | 2 | 1 | 2 | 0 | 16.4 | 0
[17 empty] | 0 |  |  | 0 | 0 |  |  |  | 0 | 0 |  |  |  | 0 | 0 | 0 | 0
| 100mm thick blockwork surfaces | [10 empty] | m2 | pc sum $10/m2 |  |  |  | 0 |  |  | 10 | 0 | 1 | 3painter | 4.4 | 4.4 | 0 | Paint brush, tray, etc.. | 2 | 1 | 2 | 0 | 16.4 | 0
[17 empty] | 0 |  |  | 0 | 0 |  |  |  | 0 | 0 |  |  |  | 0 | 0 | 0 | 0
| TOTAL CARRIED TO SUMMARY | [19 empty] | 0 |  |  |  |  | 0 |  |  |  |  | 0 |  | 0
[17 empty] | 0 |  |  | 0 | 0 |  |  |  | 0 | 0 |  |  |  | 0 | 0 | 0 | 0
| REINFORCING STEEL | [15 empty] | 0 |  |  | 0 | 0 |  |  |  | 0 | 0 |  |  |  | 0 | 0 | 0 | 0
| BAR REINFORCING | [15 empty] | 0 |  |  | 0 | 0 |  |  |  | 0 | 0 |  |  |  | 0 | 0 | 0 | 0
| Strip footing / Edge beam | [15 empty] | 0 |  |  | 0 | 0 |  |  |  | 0 | 0 |  |  |  | 0 | 0 | 0 | 0
| 20mm diameter reinforcing bar in ftng | [10 empty] | m | 3/4" rod at $40/6 | 6.6667 | 0.66667 | 1 | 8.3333 | 1 | 1 | 8.3333 | 0 | 0.083333 | 2 trademan | 5.7 | 0.475 | 0 |  |  |  | 0 | 0 | 8.8083 | 0
[17 empty] | 0 |  |  | 0 | 0 |  |  |  | 0 | 0 |  |  |  | 0 | 0 | 0 | 0
| 16mm diameter reinforcing bar in footing. | [10 empty] | m | 5/8" rod at 35/6 | 5.8333 | 0.58333 | 0.875 | 7.2917 | 1 | 1 | 7.2917 | 0 | 0.083333 | 2 trademan | 5.7 | 0.475 | 0 |  |  |  | 0 | 0 | 7.7667 | 0
[17 empty] | 0 |  |  | 0 | 0 |  |  |  | 0 | 0 |  |  |  | 0 | 0 | 0 | 0
| 12mm diameter reinforcing bar in footing. | [9 empty] | 303 | m | 1/2" rod at 29/6 | 4.8333 | 0.48333 | 0.725 | 6.0417 | 1 | 1 | 6.0417 | 1830.625 | 0.083333 | 2 trademan | 5.7 | 0.475 | 143.925 |  |  |  | 0 | 0 | 6.5167 | 1974.55
|  |  | F1 | 1 | 2 | 22.9 | 1 | 45.8
| F1 |  | F1 lapping | 5 | 2 | 0.45 | 1 | 4.5
| Length= | 22980 | F2 | 1 | 5 | 14 | 1 | 70
| No of bar= | 2nos | F2 lapping | 4 | 5 | 0.45 | 1 | 9
| No of lapping= | 4.83 | F3 | 1 | 5 | 31.47 | 1 | 157.35
| Lap length= | 450 | F3 lapping | 7 | 5 | 0.45 | 1 | 15.75
302.4
F2
| Length= | 14000
| No of bar= | 5nos
| No of lapping= | 3.3333
| Lap length= | 450
F3
| Length= | 31470
| No of bar= | 5nos
| No of lapping= | 6.245
| Lap length= | 450
| 10mm diameter ties at 400mm c-c | [9 empty] | 309 | m | 3/8" rod at 23/6 | 3.8333 | 0.38333 | 0.575 | 4.7917 | 1 | 1 | 4.7917 | 1480.625 | 0.083333 | 2 trademan | 5.7 | 0.475 | 146.775 |  |  |  | 0 | 0 | 5.2667 | 1627.4
|  |  | F1 | 1 | 116 | 0.8 | 1 | 92.8
| F1 |  | F2 | 1 | 36 | 1.55 | 1 | 55.8
| No of tie= | 115.9 | F3 | 1 | 80 | 2 | 1 | 160
| Tie length= | 800 | [5 empty] | 308.6
F2
| No of tie= | 36
| Tie length= | 1550
F3
| No of tie= | 79.675
| Tie length= | 2000
[17 empty] | 0 |  |  | 0 | 0 |  |  |  | 0 | 0 |  |  |  | 0 | 0 | 0 | 0
| 6mm diameter ties at 400mm c-c | [10 empty] | m | 1/4" rod at $22/6 | 3.6667 | 0.36667 | 0.55 | 4.5833 | 1 | 1 | 4.5833 | 0 | 0.083333 | 2 trademan | 5.7 | 0.475 | 0 |  |  |  | 0 | 0 | 5.0583 | 0
[17 empty] | 0 |  |  | 0 | 0 |  |  |  | 0 | 0 |  |  |  | 0 | 0 | 0 | 0
| Pad footing | [15 empty] | 0 |  |  | 0 | 0 |  |  |  | 0 | 0 |  |  |  | 0 | 0 | 0 | 0
| 20mm dia reinforcing bar in column | [10 empty] | m |  |  |  |  | 8.3333 | 1 | 1 | 8.3333 | 0 | 0.1 | 2 trademan | 5.7 | 0.57 | 0 |  |  |  | 0 | 0 | 8.9033 | 0
[17 empty] | 0 |  |  | 0 | 0 |  |  |  | 0 | 0 |  |  |  | 0 | 0 | 0 | 0
| 16mm diameter reinforcing bar in column. | [10 empty] | m |  |  |  |  | 7.2917 | 1 | 1 | 7.2917 | 0 | 0.1 | 2 trademan | 5.7 | 0.57 | 0 |  |  |  | 0 | 0 | 7.8617 | 0
[17 empty] | 0 |  |  | 0 | 0 |  |  |  | 0 | 0 |  |  |  | 0 | 0 | 0 | 0
| 12mm diameter reinforcing bar in column | [9 empty] | 1220 | m |  |  |  |  | 6.0417 | 1 | 1 | 6.0417 | 7370.8333 | 0.1 | 2 trademan | 5.7 | 0.57 | 695.4 |  |  |  | 0 | 0 | 6.6117 | 8066.2333
|  |  | P1 | 1 | 20 | 57.6 | 1 | 1152
| P1 |  | P2 | 1 | 14 | 4.8 | 1 | 67.2
| Length= | 57600 | [5 empty] | 1219.2
| No of pad= | 20nos
84000
57600 | P2
| Length= | 4800
11200 | No of pad= | 14nos
4800
| 10mm diameter ties at 100 c-c. | [7 empty] | 1523 |  | 1837 | m |  |  |  |  | 4.7917 | 1 | 1 | 4.7917 | 8802.2917 | 0.2 | 2 trademan | 5.7 | 1.14 | 2094.18 |  |  |  | 0 | 0 | 5.9317 | 10896.4717
|  |  | P1 | 1 | 20 | 84 | 1 | 1680
| P1 |  | P2 | 1 | 14 | 11.2 | 1 | 156.8
| Length= | 84000 | [5 empty] | 1836.8
| No of pad= | 20nos
P2
| Length= | 11200
| No of pad= | 14nos
| 6mm diameter ties at 300 c-c | [10 empty] | m |  |  |  |  | 4.5833 | 1 | 1 | 4.5833 | 0 | 0.2 | 2 trademan | 5.7 | 1.14 | 0 |  |  |  | 0 | 0 | 5.7233 | 0
[17 empty] | 0 |  |  | 0 | 0 |  |  |  | 0 | 0 |  |  |  | 0 | 0 | 0 | 0
| Blockwork | [15 empty] | 0 |  |  | 0 | 0 |  |  |  | 0 | 0 |  |  |  | 0 | 0 | 0 | 0
| 12mm starter bar including laps | [10 empty] | m |  |  |  |  | 6.0417 | 1 | 1 | 6.0417 | 0 | 0.15 | 2 trademan | 5.7 | 0.855 | 0 |  |  |  | 0 | 0 | 6.8967 | 0
[17 empty] | 0 |  |  | 0 | 0 |  |  |  | 0 | 0 |  |  |  | 0 | 0 | 0 | 0
| 10mm dia starter bar including laps | [10 empty] | m |  |  |  |  | 4.7917 | 1 | 1 | 4.7917 | 0 | 0.15 | 2 trademan | 5.7 | 0.855 | 0 |  |  |  | 0 | 0 | 5.6467 | 0
[17 empty] | 0 |  |  | 0 | 0 |  |  |  | 0 | 0 |  |  |  | 0 | 0 | 0 | 0
| Beam and Lintel | [15 empty] | 0 |  |  | 0 | 0 |  |  |  | 0 | 0 |  |  |  | 0 | 0 | 0 | 0
| 20mm diameter reinforcing bar in beam | [10 empty] | m |  |  |  |  | 8.3333 | 1 | 1 | 8.3333 | 0 | 0.15 | 2 trademan | 5.7 | 0.855 | 0 |  |  |  | 0 | 0 | 9.1883 | 0
[17 empty] | 0 |  |  | 0 | 0 |  |  |  | 0 | 0 |  |  |  | 0 | 0 | 0 | 0
| 16mm dia reinforcing bar in beam | [10 empty] | m |  |  |  |  | 7.2917 | 1 | 1 | 7.2917 | 0 | 0.15 | 2 trademan | 5.7 | 0.855 | 0 |  |  |  | 0 | 0 | 8.1467 | 0
[17 empty] | 0 |  |  | 0 | 0 |  |  |  | 0 | 0 |  |  |  | 0 | 0 | 0 | 0
| 12mm dia reinforcing bar in beam | [10 empty] | m |  |  |  |  | 6.0417 | 1 | 1 | 6.0417 | 0 | 0.15 | 2 trademan | 5.7 | 0.855 | 0 |  |  |  | 0 | 0 | 6.8967 | 0
[17 empty] | 0 |  |  | 0 | 0 |  |  |  | 0 | 0 |  |  |  | 0 | 0 | 0 | 0
| 10mm diameter ties in beam. | [10 empty] | m |  |  |  |  | 4.7917 | 1 | 1 | 4.7917 | 0 | 0.3 | 2 trademan | 5.7 | 1.71 | 0 |  |  |  | 0 | 0 | 6.5017 | 0
[17 empty] | 0 |  |  | 0 | 0 |  |  |  | 0 | 0 |  |  |  | 0 | 0 | 0 | 0
| 6mm diameter ties in beam. | [10 empty] | m |  |  |  |  | 4.5833 | 1 | 1 | 4.5833 | 0 | 0.3 | 2 trademan | 5.7 | 1.71 | 0 |  |  |  | 0 | 0 | 6.2933 | 0
[17 empty] | 0 |  |  | 0 | 0 |  |  |  | 0 | 0 |  |  |  | 0 | 0 | 0 | 0
| Concrete slab | [15 empty] | 0 |  |  | 0 | 0 |  |  |  | 0 | 0 |  |  |  | 0 | 0 | 0 | 0
| 12mm diameter in slab on ground | [10 empty] | m |  |  |  |  | 6.0417 | 7 | 1 | 42.2917 | 0 | 0.1 | 2 trademan | 5.7 | 0.57 | 0 |  |  |  | 0 | 0 | 42.8617 | 0
[17 empty] | 0 |  |  | 0 | 0 |  |  |  | 0 | 0 |  |  |  | 0 | 0 | 0 | 0
| 12mm diameter in suspended slab | [10 empty] | m |  |  |  |  | 6.0417 | 7 | 1 | 42.2917 | 0 | 0.15 | 2 trademan | 5.7 | 0.855 | 0 |  |  |  | 0 | 0 | 43.1467 | 0
[17 empty] | 0 |  |  | 0 | 0 |  |  |  | 0 | 0 |  |  |  | 0 | 0 | 0 | 0
| 10mm diameter in slab on ground | [10 empty] | m |  |  |  |  | 4.7917 | 7 | 1 | 33.5417 | 0 | 0.1 | 2 trademan | 5.7 | 0.57 | 0 |  |  |  | 0 | 0 | 34.1117 | 0
[17 empty] | 0 |  |  | 0 | 0 |  |  |  | 0 | 0 |  |  |  | 0 | 0 | 0 | 0
| 10mm diameter in suspended slab | [10 empty] | m |  |  |  |  | 4.7917 | 7 | 1 | 33.5417 | 0 | 0.15 | 2 trademan | 5.7 | 0.855 | 0 |  |  |  | 0 | 0 | 34.3967 | 0
253.8333
| MESH REINFORCING | [7 empty] | 357.6667 |  | 2146 | [5 empty] | 0 |  |  |  | 0 |  |  |  | 0 | 0 |  |  |  | 0 | 0 | 0 | 0
| Steel fabric reinforcement in slab lapped at 300mm wide | [9 empty] | 180 | m2 |  | 12.8472 | 2.5694 | 3.2118 | 18.6285 | 1 | 1 | 18.6285 | 3353.125 | 0.4 | 2 trademan | 5.7 | 2.28 | 410.4 |  |  |  | 0 | 0 | 20.9085 | 3763.525
|  |  | Along | 1 | 5 | 22.4 | 0.3 | 33.6
| Lapping along= | 22400 | Across | 1 | 5 | 8.4 | 0.3 | 12.6
18000 | No of lapping | 4.5 | Floor area |  |  |  |  | 133.44
2200 | [7 empty] | 179.64
8400 | Lapping across= | 8400
| No of lapping | 4.7333
| Extra value for raking cutting to fabric mesh reinforcement to suit profile of slab | [10 empty] | m |  |  |  |  | 0 |  |  | 0 | 0 | 0.25 | 2 trademan | 5.7 | 1.425 | 0 |  |  |  | 0 | 0 | 1.425 | 0
[17 empty] | 0 |  |  | 0 | 0 |  |  |  | 0 | 0 |  |  |  | 0 | 0 | 0 | 0
| Extra value for circular cutting to suit profile of slab | [10 empty] | m |  |  |  |  | 0 |  |  | 0 | 0 | 0.25 | 2 trademan | 5.7 | 1.425 | 0 |  |  |  | 0 | 0 | 1.425 | 0
[17 empty] | 0 |  |  | 0 | 0 |  |  |  | 0 | 0 |  |  |  | 0 | 0 | 0 | 0
| Extra value for cranking of fabric mesh reinforcement | [10 empty] | m |  |  |  |  | 0 |  |  | 0 | 0 | 0.25 | 2 trademan | 5.7 | 1.425 | 0 |  |  |  | 0 | 0 | 1.425 | 0
[17 empty] | 0 |  |  | 0 | 0 |  |  |  | 0 | 0 |  |  |  | 0 | 0 | 0 | 0
| Extra value for bending of fabric mesh reinforcement | [10 empty] | m |  |  |  |  | 0 |  |  | 0 | 0 | 0.25 | 2 trademan | 5.7 | 1.425 | 0 |  |  |  | 0 | 0 | 1.425 | 0
[17 empty] | 0 |  |  | 0 | 0 |  |  |  | 0 | 0 |  |  |  | 0 | 0 | 0 | 0
| TOTAL CARRIED TO SUMMARY | [15 empty] | 0 |  |  | 0 | 22837.5 | 4.3667 | 0 | 148.2 | 24.89 | 3490.68 | 0 | 0 | 0 | 0 | 0 | 24.89 | 26328.18
[17 empty] | 0 |  |  | 0 | 0 |  |  |  | 0 | 0 |  |  |  | 0 | 0 | 0 | 0
| STRUCTURAL STEEL | [15 empty] | 0 |  |  | 0 | 0 |  |  |  | 0 | 0 |  |  |  | 0 | 0 | 0 | 0
| Preambles: | [15 empty] | 0 |  |  | 0 | 0 |  |  |  | 0 | 0 |  |  |  | 0 | 0 | 0 | 0
| Actual size of each member shall be given, and | [15 empty] | 0 |  |  | 0 | 0 |  |  |  | 0 | 0 |  |  |  | 0 | 0 | 0 | 0
| the tables used for calculating the mass of members shall be stated. | [15 empty] | 0 |  |  | 0 | 0 |  |  |  | 0 | 0 |  |  |  | 0 | 0 | 0 | 0
| The type of base plate and thickness should also be stated when | [15 empty] | 0 |  |  | 0 | 0 |  |  |  | 0 | 0 |  |  |  | 0 | 0 | 0 | 0
| scheduled. All types of welding shall be stated including thickness. | [15 empty] | 0 |  |  | 0 | 0 |  |  |  | 0 | 0 |  |  |  | 0 | 0 | 0 | 0
[17 empty] | 0 |  |  | 0 | 0 |  |  |  | 0 | 0 |  |  |  | 0 | 0 | 0 | 0
| UB Portal frame | [15 empty] | 0 |  |  | 0 | 0 |  |  |  | 0 | 0 |  |  |  | 0 | 0 | 0 | 0
[17 empty] | 0 |  |  | 0 | 0 |  |  |  | 0 | 0 |  |  |  | 0 | 0 | 0 | 0
| UB Portal frame or similar up to 10m span (at 0-30kg/m)and erected to 0-6m high overall (in ……off) | [10 empty] | kg | pc sum $10/kg | 10 | 0 | 0 | 10 | 1 | 1 | 10 | 0 | 0.05 | L/hand, trademan | 5 | 0.25 | 0 | Craneage at $300/day at 2hrs/truss | 41.3793 | 0.0095238 | 0.39409 | 0 | 10.6441 | 0
[17 empty] | 0 |  |  | 0 | 0 |  |  |  | 0 | 0 | per 210kg |  |  | 0 | 0 | 0 | 0
| UB Portal frame or similar 10m to 15m span (at 0-37kg/m)and erected to 0-6m high overall (in ……off) | [10 empty] | kg | pc sum $15/kg | 15 | 0 | 0 | 15 | 1 | 1 | 15 | 0 | 0.05 | L/hand, trademan | 5 | 0.25 | 0 |  | 41.3793 | 0.0095238 | 0.39409 | 0 | 15.6441 | 0
[17 empty] | 0 |  |  | 0 | 0 |  |  |  | 0 | 0 |  |  |  | 0 | 0 | 0 | 0
[17 empty] | 0 |  |  | 0 | 0 |  |  |  | 0 | 0 |  |  |  | 0 | 0 | 0 | 0
| Cutting | [15 empty] | 0 |  |  | 0 | 0 |  |  |  | 0 | 0 |  |  |  | 0 | 0 | 0 | 0
[17 empty] | 0 |  |  | 0 | 0 |  |  |  | 0 | 0 |  |  |  | 0 | 0 | 0 | 0
| Apply splay cutting to end of portal frame | [10 empty] | m | pc sum $10/m | 10 | 0 | 0 | 10 | 1 | 1 | 10 | 0 | 0.75 | 2 welder | 5 | 3.75 | 0 | Generator & tools | 13.7931 | 1 | 13.7931 | 0 | 27.5431 | 0
[17 empty] | 0 |  |  | 0 | 0 |  |  |  | 0 | 0 |  |  |  | 0 | 0 | 0 | 0
| Ditto but to knee of portal frame | [10 empty] | m | As before |  |  |  | 10 | 1 | 1 | 10 | 0 | 0.75 | 2 welder | 5 | 3.75 | 0 |  | 13.7931 | 1 | 13.7931 | 0 | 27.5431 | 0
[17 empty] | 0 |  |  | 0 | 0 |  |  |  | 0 | 0 |  |  |  | 0 | 0 | 0 | 0
| Base plate | [15 empty] | 0 |  |  | 0 | 0 |  |  |  | 0 | 0 |  |  |  | 0 | 0 | 0 | 0
| Raking gusset cut and place in position | [10 empty] | m |  | 10 | 0 | 0 | 10 | 1 | 1 | 10 | 0 | 0.75 | 2 welder | 5 | 3.75 | 0 |  | 13.7931 | 1 | 13.7931 | 0 | 27.5431 | 0
[17 empty] | 0 |  |  | 0 | 0 |  |  |  | 0 | 0 |  |  |  | 0 | 0 | 0 | 0
| Profile cutting to gusset and place in position | [10 empty] | m |  | 10 | 0 |  | 10 | 1 | 1 | 10 | 0 | 0.75 | 2 welder | 5 | 3.75 | 0 | Generator & tools | 13.7931 | 1 | 13.7931 | 0 | 27.5431 | 0
[17 empty] | 0 |  |  | 0 | 0 |  |  |  | 0 | 0 |  |  |  | 0 | 0 | 0 | 0
| Form holes on 10mm base plate exceeding 20mm but not exceeding | [10 empty] | no |  |  |  |  | 0 |  |  | 0 | 0 | 0.83333 | 2 welder | 5 | 4.1667 | 0 | Drilling tools | 6.8966 | 1 | 6.8966 | 0 | 11.0632 | 0
| 30mm diameter | [15 empty] | 0 |  |  | 0 | 0 |  |  |  | 0 | 0 |  |  |  | 0 | 0 | 0 | 0
[17 empty] | 0 |  |  | 0 | 0 |  |  |  | 0 | 0 |  |  |  | 0 | 0 | 0 | 0
| 20-24mm dia holding bolt x 300mm long | [10 empty] | no | pc sum $ 20 | 20 | 0 | 0 | 20 | 1 | 1 | 20 | 0 | 0.25 | 2-trademan | 4.4 | 1.1 | 0 |  |  |  | 0 | 0 | 21.1 | 0
[17 empty] | 0 |  |  | 0 | 0 |  |  |  | 0 | 0 |  |  |  | 0 | 0 | 0 | 0
| Apply double v butt welding thick to apex and knee of portal frame | [10 empty] | m | pc sum $5/m | 5 | 0 | 0 | 5 | 1 | 1 | 5 | 0 | 0.83 | 2 welder | 5 | 4.15 | 0 |  | 13.7931 | 1 | 13.7931 | 0 | 22.9431 | 0
[17 empty] | 0 |  |  | 0 | 0 |  |  |  | 0 | 0 |  |  |  | 0 | 0 | 0 | 0
| Apply fillet weld to plate 2mm thick | [10 empty] | m |  | 10 | 0 | 0 | 10 | 1 | 1 | 10 | 0 | 0.75 | 2 welder | 5 | 3.75 | 0 |  | 13.7931 | 1 | 13.7931 | 0 | 27.5431 | 0
[17 empty] | 0 |  |  | 0 | 0 |  |  |  | 0 | 0 |  |  |  | 0 | 0 | 0 | 0
| Apply fillet weld to plate 10mm thick | [10 empty] | m |  | 10 | 0 | 0 | 10 | 1 | 1 | 10 | 0 | 0.75 | 2 welder | 5 | 3.75 | 0 |  | 13.7931 | 1 | 13.7931 | 0 | 27.5431 | 0
[17 empty] | 0 |  |  | 0 | 0 |  |  |  | 0 | 0 |  |  |  | 0 | 0 | 0 | 0
| Apply site weld to gusset plate | [10 empty] | m |  | 10 | 0 | 0 | 10 | 1 | 1 | 10 | 0 | 0.75 | 2 welder | 5 | 3.75 | 0 |  | 13.7931 | 1 | 13.7931 | 0 | 27.5431 | 0
[17 empty] | 0 |  |  | 0 | 0 |  |  |  | 0 | 0 |  |  |  | 0 | 0 | 0 | 0
| Levelling and wedging base plate | [10 empty] | item | pc sum $ 150 | 150 | 0 | 0 | 150 | 1 | 1 | 150 | 0 | 2 | 4-trademan | 4.4 | 8.8 | 0 |  |  |  | 0 | 0 | 158.8 | 0
[17 empty] | 0 |  |  | 0 | 0 |  |  |  | 0 | 0 |  |  |  | 0 | 0 | 0 | 0
| Apply dry pack mortar under base plate -(0-100mm thick) | [10 empty] | m2 | Pc sum $200/m2(sika grout bedded under portal frame) | 200 | 0 | 0 | 200 | 1 | 1 | 200 | 0 | 0.25 | 2-trademan | 4.4 | 1.1 | 0 |  |  |  | 0 | 0 | 201.1 | 0
[17 empty] | 0 |  |  | 0 | 0 |  |  |  | 0 | 0 |  |  |  | 0 | 0 | 0 | 0
| Mild steel angle bracket welded to portal frame size: 102mm deep x 51mm wide | [10 empty] | no | pc sum $ 30 | 30 | 0 | 0 | 30 | 1 | 1 | 30 | 0 | 0.83333 | 2 welder | 5 | 4.1667 | 0 |  | 6.8966 | 1 | 6.8966 | 0 | 41.0632 | 0
| drilled once to suilt 12mm dia bolt | [15 empty] | 0 |  |  | 0 | 0 |  |  |  | 0 | 0 |  |  |  | 0 | 0 | 0 | 0
[17 empty] | 0 |  |  | 0 | 0 |  |  |  | 0 | 0 |  |  |  | 0 | 0 | 0 | 0
| SHS -Square hollow section 250mm x 250mm x 9mm grade 250 (61.2kg per meter) | [9 empty] | 7344 | kg | $600 per m | 3.4041 | 0 | 2 | 5.4041 | 1 | 1 | 5.4041 | 39688 | 0.06 | 2-trademan | 4.4 | 0.264 | 1938.816 | Craneage at $300/day at 2hrs/truss | 82.76 | 0.0095238 | 0.78819 | 5788.4709 | 6.4563 | 47415.2869
|  |  | Total | 20 | 1 | 6 | 1 | 120 | m |  |  |  | 3.4041
250
| SHS -Square hollow section 125mm x 125mm x 9mm grade 250 (30.6kg per meter) | [9 empty] | 1001 | kg | $300 per m | 3.268 | 0 | 2 | 5.268 | 1 | 1 | 5.268 | 5273.2418 | 0.06 | 2-trademan | 4.4 | 0.264 | 264.264 | Craneage at $300/day at 2hrs/truss | 82.76 | 0.01 | 0.8276 | 828.4276 | 6.3596 | 6365.9334
3.268
|  |  | Total | 8 | 1 | 3 | 1 | 24 | m |  | 1000.62
[8 empty] | 8.7 | [8 empty] | 0 |  |  | 0 | 0 |  |  |  | 0 | 0 |  |  |  | 0 | 0 | 0 | 0
| UC- Universal beam 200ub29.8 | [6 empty] | 32.7 |  |  | 2361 | m | 70per m | 3 | 0 | 0.6 | 3.6 | 1 | 1 | 3.6 | 8499.6 | 0.15 | 5-trademan | 4.4 | 0.66 | 1558.26 | Craneage at $300/day at 2hrs/truss | 82.76 | 0.01 | 0.8276 | 1953.9636 | 5.0876 | 12011.8236
|  |  | Type 1 | 16 | 1 | 3.6 | 1 | 57.6 |  |  |  |  | 2.349
|  |  | Type 2 | 2 | 1 | 4.8 | 1 | 9.6
|  |  | Type 3 | 10 | 1 | 1.2 | 1 | 12
[8 empty] | 79.2 | m
[13 empty] | 66.6667 |  |  |  | 0 |  |  | 0 | 0 |  |  |  | 0 | 0 |  |  |  | 0 | 0 | 0 | 0
| Joist lipped Cee Channel 190x45x15x1.5 (5.09kg per m) | [9 empty] | 2248 | kg |  | 1 | 0 | 0.3 | 1.3 | 1.5 | 1 | 1.95 | 4383.6 | 0.15 | 5-trademan | 4.4 | 0.66 | 1483.68 | Craneage at $300/day at 2hrs/truss | 82.76 | 0.01 | 0.8276 | 1860.4448 | 3.4376 | 7727.7248
|  |  | Type 1 | 45 | 2 | 4.8 | 1 | 432 |  |  |  |  | 0.8
|  |  | Type 2 | 4 | 2 | 1.2 | 1 | 9.6
[8 empty] | 441.6 | m |  | 5.0906
[17 empty] | 0 |  |  | 0 | 0 |  |  |  | 0 | 0 |  |  |  | 0 | 0 | 0 | 0
| Levelling and wedging base plate | [10 empty] | item |  |  |  |  | 150 | 1 | 1 | 150 | 0 | 2 | 4-trademan | 4.4 | 8.8 | 0 |  |  |  | 0 | 0 | 158.8 | 0
[17 empty] | 0 |  |  | 0 | 0 |  |  |  | 0 | 0 |  |  |  | 0 | 0 | 0 | 0
| Apply dry pack mortar under base plate-(0-100mm thick) | [10 empty] | m2 |  |  |  |  | 200 | 1 | 1 | 200 | 0 | 0.25 | 2-trademan | 4.4 | 1.1 | 0 |  |  |  | 0 | 0 | 201.1 | 0
[17 empty] | 0 |  |  | 0 | 0 | 0 | 0 | 4.4 | 0 | 0 |  |  |  | 0 | 0 | 0 | 0
| Knauf steel accustud | [9 empty] | 308 | kg |  | 6.7204 | 0 | 2.6882 | 9.4086 | 1 | 1 | 9.4086 | 2897.8495 | 0.25 | 2 welder | 4.4 | 1.1 | 338.8 | Craneage at $300/day at 2hrs/truss | 82.76 | 0.01 | 0.8276 | 254.9008 | 11.3362 | 3491.5503
|  |  | Ground level | 1 | 72 | 2.585 | 1 | 186.12 |  |  |  |  | 0.51667
| Ground level |  | First level | 1 | 79 | 3.17 | 1 | 250.43
27.6 | No of stud= | 71.25 | Extensions | 2 | 25 | 3.17 | 1 | 158.5 |  |  |  | 0.5176
14.55 | Stud height= | 2585 | [5 empty] | 595.05 | m
42.15
Level 1
| No of stud= | 78.125
18.675 | Stud height= | 3170
46.275
Extension
| No of stud= | 25
14.4 | Stud height= | 3170
[25 empty] | 0 | 0
| Knauf top and bottom plates | [9 empty] | 107 | kg |  | 6.7204 | 0 | 2.6882 | 9.4086 | 1 | 1 | 9.4086 | 1006.7204 | 0.25 |  | 4.4 | 1.1 | 117.7 | Craneage at $300/day at 2hrs/truss | 82.76 | 0.01 | 0.8276 | 88.5532 | 11.3362 | 1212.9736
|  |  | Total | 1 | 2 | 102.825 | 1 | 205.65 | m | [21 empty] | 0
0
| Parallel Flange Channel (250mm) Rafter | [9 empty] | 1027 | kg | 0 | 5 | 0 | 2 | 7 | 1 | 1 | 7 | 7189 | 0.25 |  | 4.4 | 1.1 | 1129.7 | Craneage at $300/day at 2hrs/truss | 82.76 | 0.01 | 0.8276 | 849.9452 | 8.9276 | 9168.6452
|  |  | Total | 1 | 6 | 4.82 | 1 | 28.92 | m |  | 1026.66 |  | 4.2254 | [17 empty] | 0
0
[17 empty] | 0 |  |  | 0 | 0 |  |  |  | 0 | 0 |  |  |  | 0 | 0 | 0 | 0
| Parallel Flange Channel (150mm) Rafter | [9 empty] | 1239 | kg |  | 5 | 0 | 2 | 7 | 1 | 1 | 7 | 8673 | 0.25 |  | 4.4 | 1.1 | 1362.9 | Craneage at $300/day at 2hrs/truss | 82.76 | 0.01 | 0.8276 | 1025.3964 | 8.9276 | 11061.2964
|  |  | Double storey | 1 | 6 | 2.015 | 1 | 12.09 |  |  | 1238.595
|  | 2280 | Office | 2 | 2 | 5.7 | 1 | 22.8
|  | 3420 | [5 empty] | 34.89 | m
5700
| Lipped Cee Channel 140x45x15x1.55 | [9 empty] | 1400 | kg | 0 | 6.7204 | 0 | 1.3441 | 8.0645 | 1 | 1 | 8.0645 | 11290.3226 | 0.25 |  | 4.4 | 1.1 | 1540 | Craneage at $300/day at 2hrs/truss | 82.76 | 0.01 | 0.8276 | 1158.64 | 9.9921 | 13988.9626
|  |  | Main building | 1 | 14 | 20 | 1 | 280 | m
| 50mm x 5mm flat bar for bracing |  | 32 | [6 empty] | 1.9617 | 63 | kg | 6m/11.77mm | 0.70801 | 0 | 0.1416 | 0.84962 | 1 | 1 | 0.84962 | 53.5259 | 0.25 |  | 4.4 | 1.1 | 69.3 | Craneage at $300/day at 2hrs/truss | 82.76 | 0.01 | 0.8276 | 52.1388 | 2.7772 | 174.9647
| UB- Universal beam bolted to column (0-40kg/m) | [10 empty] | kg | 0 | 16 | 0 | 3.2 | 19.2 | 1 | 1 | 19.2 | 0 |  |  |  | 0 | 0 | Craneage at $300/day at 2hrs/truss | 82.76 | 0.01 | 0.8276 | 0 | 20.0276 | 0
[17 empty] | 0 |  |  | 0 | 0 |  |  |  | 0 | 0 |  |  |  | 0 | 0 | 0 | 0
| UB- Universal beam bolted to column (40-100kg/m) | [10 empty] | kg | pc sum $18/kg | 18 | 0 | 3.6 | 21.6 | 1 | 1 | 21.6 | 0 |  |  |  | 0 | 0 | Craneage at $300/day at 2hrs/truss | 82.76 | 0.01 | 0.8276 | 0 | 22.4276 | 0
[17 empty] | 0 |  |  | 0 | 0 |  |  |  | 0 | 0 |  |  |  | 0 | 0 | 0 | 0
| TOTAL CARRIED TO SUMMARY | [15 empty] | 0 |  |  | 0 | 88954.8602 | 4.17 | 0 | 57.2 | 18.348 | 9803.42 | 0 | 827.6 | 0.099524 | 8.2366 | 13860.8813 | 26.5846 | 112619.1615
[17 empty] | 0 |  |  | 0 | 0 |  |  |  | 0 | 0 |  |  |  | 0 | 0 | 0 | 0
| BLOCKWORK | [15 empty] | 0 |  |  | 0 | 0 |  |  |  | 0 | 0 |  |  |  | 0 | 0 | 0 | 0
[17 empty] | 0 |  |  | 0 | 0 |  |  |  | 0 | 0 |  |  |  | 0 | 0 | 0 | 0
|  | 200mm thick blockwork laid in stretcher bond | [14 empty] | 0 |  |  | 0 | 0 |  |  |  | 0 | 0 |  |  |  | 0 | 0 | 0 | 0
|  | of 200mm high coursing with 10mm thick cement mortar (mix 1:3) | [14 empty] | 0 |  |  | 0 | 0 |  |  |  | 0 | 0 |  |  |  | 0 | 0 | 0 | 0
[17 empty] | 0 |  |  | 0 | 0 |  |  |  | 0 | 0 |  |  |  | 0 | 0 | 0 | 0
|  | Exterior Wall | [14 empty] | 0 |  |  | 0 | 0 |  |  |  | 0 | 0 |  |  |  | 0 | 0 | 0 | 0
[20 empty] | 0 | 0 |  |  |  | 0 | 0 |  |  |  | 0 | 0 | 0 | 0
|  | To exterior wall (unfilled cells) | [9 empty] | m2 |  | 42.2125 | 0 | 0 | 42.2125 | 1 | 1 | 42.2125 | 0 | 2.5 | 2 -blocklayer | 5.7 | 14.25 | 0 | 2 ton truck | 0.11 | 2 | 0.22 | 0 | 56.6825 | 0
[17 empty] | 0 |  |  | 0 | 0 |  |  |  | 0 | 0 |  |  |  | 0 | 0 | 0 | 0
|  | Solid filling to cells of blockwork | [9 empty] | m2 |  | 5.0611 | 0 | 0 | 5.0611 | 1 | 1 | 5.0611 | 0 | 2 | 2 trademan | 5.7 | 11.4 | 0 | Mixer | 2.1172 | 0.4 | 0.8469 | 0 | 17.308 | 0
[17 empty] | 0 |  |  | 0 | 0 |  |  |  | 0 | 0 |  |  |  | 0 | 0 | 0 | 0
|  | Intermittent filling to cells of blockwork | [9 empty] | m2 |  | 4.7027 | 0 | 0 | 4.7027 | 1 | 1 | 4.7027 | 0 | 2 | 2 trademan | 5.7 | 11.4 | 0 |  | 2.1172 | 0.4 | 0.8469 | 0 | 16.9496 | 0
[17 empty] | 0 |  |  | 0 | 0 |  |  |  | 0 | 0 |  |  |  | 0 | 0 | 0 | 0
|  | Intermittent filling to bond beam | [9 empty] | m |  | 11.6116 | 0 | 0 | 11.6116 | 1 | 1 | 11.6116 | 0 | 0.4 | 2 trademan | 5.7 | 2.28 | 0 |  | 2.1172 | 0.08 | 0.16938 | 0 | 14.061 | 0
[17 empty] | 0 |  |  | 0 | 0 |  |  |  | 0 | 0 |  |  |  | 0 | 0 | 0 | 0
|  | Intermittent filling to lintel | [9 empty] | m |  | 11.6116 | 0 | 0 | 11.6116 | 1 | 1 | 11.6116 | 0 | 0.4 | 2 trademan | 5.7 | 2.28 | 0 |  | 2.1172 | 0.08 | 0.16938 | 0 | 14.061 | 0
[17 empty] | 0 |  |  | 0 | 0 |  |  |  | 0 | 0 |  |  |  | 0 | 0 | 0 | 0
[17 empty] | 0 |  |  | 0 | 0 |  |  |  | 0 | 0 |  |  |  | 0 | 0 | 0 | 0
|  | Interior wall | [14 empty] | 0 |  |  | 0 | 0 |  |  |  | 0 | 0 |  |  |  | 0 | 0 | 0 | 0
[17 empty] | 0 |  |  | 0 | 0 |  |  |  | 0 | 0 |  |  |  | 0 | 0 | 0 | 0
|  | To interior wall (unfilled cells) | [9 empty] | m2 |  | 42.2125 | 0 | 0 | 42.2125 | 1 | 1 | 42.2125 | 0 | 2.5 | 2 -blocklayer | 5.7 | 14.25 | 0 | 2 ton truck | 0.11 | 2 | 0.22 | 0 | 56.6825 | 0
[17 empty] | 0 |  |  | 0 | 0 |  |  |  | 0 | 0 |  |  |  | 0 | 0 | 0 | 0
|  | Solid filling to cells of blockwork | [9 empty] | m2 |  | 5.0611 | 0 | 0 | 5.0611 | 1 | 1 | 5.0611 | 0 | 2 | 2 trademan | 5.7 | 11.4 | 0 |  | 2.1172 | 0.4 | 0.8469 | 0 | 17.308 | 0
[17 empty] | 0 |  |  | 0 | 0 |  |  |  | 0 | 0 |  |  |  | 0 | 0 | 0 | 0
|  | Intermittent filling to cells of blockwork | [9 empty] | m2 |  | 4.7027 | 0 | 0 | 4.7027 | 1 | 1 | 4.7027 | 0 | 2 | 2 trademan | 5.7 | 11.4 | 0 |  | 2.1172 | 0.4 | 0.8469 | 0 | 16.9496 | 0
[17 empty] | 0 |  |  | 0 | 0 |  |  |  | 0 | 0 |  |  |  | 0 | 0 | 0 | 0
|  | Intermittent filling to bond beam | [9 empty] | m |  | 11.6116 | 0 | 0 | 11.6116 | 1 | 1 | 11.6116 | 0 | 0.4 | 2 trademan | 5.7 | 2.28 | 0 |  | 2.1172 | 0.08 | 0.16938 | 0 | 14.061 | 0
[17 empty] | 0 |  |  | 0 | 0 |  |  |  | 0 | 0 |  |  |  | 0 | 0 | 0 | 0
|  | Intermittent filling to lintel | [9 empty] | m |  | 11.6116 | 0 | 0 | 11.6116 | 1 | 1 | 11.6116 | 0 | 0.4 | 2 trademan | 5.7 | 2.28 | 0 |  | 2.1172 | 0.08 | 0.16938 | 0 | 14.061 | 0
[17 empty] | 0 |  |  | 0 | 0 |  |  |  | 0 | 0 |  |  |  | 0 | 0 | 0 | 0
|  | Isolated column / pier | [14 empty] | 0 |  |  | 0 | 0 |  |  |  | 0 | 0 |  |  |  | 0 | 0 | 0 | 0
|  | To isolated column | [9 empty] | m2 |  | 42.2125 | 0 | 0 | 42.2125 | 1 | 1 | 42.2125 | 0 | 2.5 | 2 -blocklayer | 5.7 | 14.25 | 0 | 2 ton truck | 0.11 | 2 | 0.22 | 0 | 56.6825 | 0
|  | Intermittent filling to column | [9 empty] | m |  | 11.6116 | 0 | 0 | 11.6116 | 1 | 1 | 11.6116 | 0 | 0.4 | 2 trademan | 5.7 | 2.28 | 0 |  | 2.1172 | 0.08 | 0.16938 | 0 | 14.061 | 0
[17 empty] | 0 |  |  | 0 | 0 |  |  |  | 0 | 0 |  |  |  | 0 | 0 | 0 | 0
|  | 150mm thick blockwork laid in stretcher bond | [14 empty] | 0 |  |  | 0 | 0 |  |  |  | 0 | 0 |  |  |  | 0 | 0 | 0 | 0
|  | of 200mm high coursing with cement mortar (mix 1:3) | [14 empty] | 0 |  |  | 0 | 0 |  |  |  | 0 | 0 |  |  |  | 0 | 0 | 0 | 0
[17 empty] | 0 |  |  | 0 | 0 |  |  |  | 0 | 0 |  |  |  | 0 | 0 | 0 | 0
|  | Exterior wall | [14 empty] | 0 |  |  | 0 | 0 |  |  |  | 0 | 0 |  |  |  | 0 | 0 | 0 | 0
[17 empty] | 0 |  |  | 0 | 0 |  |  |  | 0 | 0 |  |  |  | 0 | 0 | 0 | 0
|  | To exterior wall (unfilled cells) | [9 empty] | m2 |  | 35.65 | 0 | 0 | 35.65 | 1 | 1 | 35.65 | 0 | 2.5 | 2 -blocklayer | 5.7 | 14.25 | 0 | 2 ton truck | 0.11 | 2 | 0.22 | 0 | 50.12 | 0
[17 empty] | 0 |  |  | 0 | 0 |  |  |  | 0 | 0 |  |  |  | 0 | 0 | 0 | 0
|  | Solid filling to cells of blockwork | [9 empty] | m2 |  | 5.0611 | 0 | 0 | 5.0611 | 1 | 1 | 5.0611 | 0 | 2 | 2 -blocklayer | 5.7 | 11.4 | 0 |  | 2.1172 | 0.4 | 0.8469 | 0 | 17.308 | 0
[17 empty] | 0 |  |  | 0 | 0 |  |  |  | 0 | 0 |  |  |  | 0 | 0 | 0 | 0
|  | Intermittent filling to cells of blockwork | [9 empty] | m2 |  | 4.7027 | 0 | 0 | 4.7027 | 1 | 1 | 4.7027 | 0 | 2 | 2 trademan | 5.7 | 11.4 | 0 |  | 2.1172 | 0.4 | 0.8469 | 0 | 16.9496 | 0
[17 empty] | 0 |  |  | 0 | 0 |  |  |  | 0 | 0 |  |  |  | 0 | 0 | 0 | 0
|  | Intermittent filling to bond beam | [9 empty] | m |  | 11.6116 | 0 | 0 | 11.6116 | 1 | 1 | 11.6116 | 0 | 0.4 | 2 trademan | 5.7 | 2.28 | 0 |  | 2.1172 | 0.08 | 0.16938 | 0 | 14.061 | 0
[17 empty] | 0 |  |  | 0 | 0 |  |  |  | 0 | 0 |  |  |  | 0 | 0 | 0 | 0
|  | Intermittent filling to lintel | [9 empty] | m |  | 11.6116 | 0 | 0 | 11.6116 | 1 | 1 | 11.6116 | 0 | 0.4 | 2 trademan | 5.7 | 2.28 | 0 |  | 2.1172 | 0.08 | 0.16938 | 0 | 14.061 | 0
[17 empty] | 0 |  |  | 0 | 0 |  |  |  | 0 | 0 |  |  |  | 0 | 0 | 0 | 0
|  | Interior wall | [14 empty] | 0 |  |  | 0 | 0 |  |  |  | 0 | 0 |  |  |  | 0 | 0 | 0 | 0
[17 empty] | 0 |  |  | 0 | 0 |  |  |  | 0 | 0 |  |  |  | 0 | 0 | 0 | 0
|  | To interior wall (unfilled cells) | [9 empty] | m2 |  | 35.65 | 0 | 0 | 35.65 | 1 | 1 | 35.65 | 0 | 2.5 | 2 -blocklayer | 5.7 | 14.25 | 0 | 2 ton truck | 0.11 | 2 | 0.22 | 0 | 50.12 | 0
[17 empty] | 0 |  |  | 0 | 0 |  |  |  | 0 | 0 |  |  |  | 0 | 0 | 0 | 0
|  | Solid filling to cells of blockwork | [9 empty] | m2 |  | 5.0611 | 0 | 0 | 5.0611 | 1 | 1 | 5.0611 | 0 | 2 | 2 -blocklayer | 5.7 | 11.4 | 0 |  | 2.1172 | 0.4 | 0.8469 | 0 | 17.308 | 0
[17 empty] | 0 |  |  | 0 | 0 |  |  |  | 0 | 0 |  |  |  | 0 | 0 | 0 | 0
|  | Intermittent filling to cells of blockwork | [9 empty] | m2 |  | 4.7027 | 0 | 0 | 4.7027 | 1 | 1 | 4.7027 | 0 | 2 | 2 trademan | 5.7 | 11.4 | 0 |  | 2.1172 | 0.4 | 0.8469 | 0 | 16.9496 | 0
[17 empty] | 0 |  |  | 0 | 0 |  |  |  | 0 | 0 |  |  |  | 0 | 0 | 0 | 0
|  | Intermittent filling to bond beam | [9 empty] | m |  | 11.6116 | 0 | 0 | 11.6116 | 1 | 1 | 11.6116 | 0 | 0.4 | 2 trademan | 5.7 | 2.28 | 0 |  | 2.1172 | 0.08 | 0.16938 | 0 | 14.061 | 0
[17 empty] | 0 |  |  | 0 | 0 |  |  |  | 0 | 0 |  |  |  | 0 | 0 | 0 | 0
|  | Intermittent filling to lintel | [9 empty] | m |  | 11.6116 | 0 | 0 | 11.6116 | 1 | 1 | 11.6116 | 0 | 0.4 | 2 trademan | 5.7 | 2.28 | 0 |  | 2.1172 | 0.08 | 0.16938 | 0 | 14.061 | 0
[17 empty] | 0 |  |  | 0 | 0 |  |  |  | 0 | 0 |  |  |  | 0 | 0 | 0 | 0
|  | Isolated column / pier | [14 empty] | 0 |  |  | 0 | 0 |  |  |  | 0 | 0 |  |  |  | 0 | 0 | 0 | 0
|  | To isolated column | [9 empty] | m2 |  | 35.65 | 0 | 0 | 35.65 | 1 | 1 | 35.65 | 0 | 2.5 | 2 -blocklayer | 5.7 | 14.25 | 0 | 2 ton truck | 0.11 | 2 | 0.22 | 0 | 50.12 | 0
|  | Intermittent filling to column | [9 empty] | m |  | 11.6116 | 0 | 0 | 11.6116 | 1 | 1 | 11.6116 | 0 | 0.4 | 2 trademan | 5.7 | 2.28 | 0 |  | 2.1172 | 0.08 | 0.16938 | 0 | 14.061 | 0
[17 empty] | 0 |  |  | 0 | 0 |  |  |  | 0 | 0 |  |  |  | 0 | 0 | 0 | 0
|  | 100mm thick blockwork laid in stretcher bond | [14 empty] | 0 |  |  | 0 | 0 |  |  |  | 0 | 0 |  |  |  | 0 | 0 | 0 | 0
|  | of 200mm high coursing with cement mortar (mix 1:3) | [14 empty] | 0 |  |  | 0 | 0 |  |  |  | 0 | 0 |  |  |  | 0 | 0 | 0 | 0
[17 empty] | 0 |  |  | 0 | 0 |  |  |  | 0 | 0 |  |  |  | 0 | 0 | 0 | 0
|  | Exterior wall | [14 empty] | 0 |  |  | 0 | 0 |  |  |  | 0 | 0 |  |  |  | 0 | 0 | 0 | 0
[17 empty] | 0 |  |  | 0 | 0 |  |  |  | 0 | 0 |  |  |  | 0 | 0 | 0 | 0
|  | To exterior wall (unfilled cells) | [9 empty] | m2 |  | 33.025 | 0 | 0 | 33.025 | 1 | 1 | 33.025 | 0 | 2.5 | 2 -blocklayer | 5.7 | 14.25 | 0 | 2 ton truck | 0.11 | 2 | 0.22 | 0 | 47.495 | 0
[17 empty] | 0 |  |  | 0 | 0 |  |  |  | 0 | 0 |  |  |  | 0 | 0 | 0 | 0
|  | Solid filling to blockwork cells | [9 empty] | m2 |  | 5.0611 | 0 | 0 | 5.0611 | 1 | 1 | 5.0611 | 0 | 2 | 2 -blocklayer | 5.7 | 11.4 | 0 |  | 2.1172 | 0.4 | 0.8469 | 0 | 17.308 | 0
[17 empty] | 0 |  |  | 0 | 0 |  |  |  | 0 | 0 |  |  |  | 0 | 0 | 0 | 0
|  | Intermittent filling to blockwork | [9 empty] | m2 |  | 4.7027 | 0 | 0 | 4.7027 | 1 | 1 | 4.7027 | 0 | 2 | 2 trademan | 5.7 | 11.4 | 0 |  | 2.1172 | 0.4 | 0.8469 | 0 | 16.9496 | 0
[17 empty] | 0 |  |  | 0 | 0 |  |  |  | 0 | 0 |  |  |  | 0 | 0 | 0 | 0
|  | Intermittent filling to bond beam | [9 empty] | m |  | 11.6116 | 0 | 0 | 11.6116 | 1 | 1 | 11.6116 | 0 | 0.4 | 2 trademan | 5.7 | 2.28 | 0 |  | 2.1172 | 0.08 | 0.16938 | 0 | 14.061 | 0
[17 empty] | 0 |  |  | 0 | 0 |  |  |  | 0 | 0 |  |  |  | 0 | 0 | 0 | 0
|  | Intermittent filling to lintel | [9 empty] | m |  | 11.6116 | 0 | 0 | 11.6116 | 1 | 1 | 11.6116 | 0 | 0.4 | 2 trademan | 5.7 | 2.28 | 0 |  | 2.1172 | 0.08 | 0.16938 | 0 | 14.061 | 0
[17 empty] | 0 |  |  | 0 | 0 |  |  |  | 0 | 0 |  |  |  | 0 | 0 | 0 | 0
|  | Interior wall | [14 empty] | 0 |  |  | 0 | 0 |  |  |  | 0 | 0 |  |  |  | 0 | 0 | 0 | 0
[17 empty] | 0 |  |  | 0 | 0 |  |  |  | 0 | 0 |  |  |  | 0 | 0 | 0 | 0
|  | To interior wall (unfilled cells) | [9 empty] | m2 |  | 33.025 | 0 | 0 | 33.025 | 1 | 1 | 33.025 | 0 | 2.5 | 2 -blocklayer | 5.7 | 14.25 | 0 |  | 0.11 | 2 | 0.22 | 0 | 47.495 | 0
[17 empty] | 0 |  |  | 0 | 0 |  |  |  | 0 | 0 |  |  |  | 0 | 0 | 0 | 0
|  | Solid filling to blockwork cells | [9 empty] | m2 |  | 5.0611 | 0 | 0 | 5.0611 | 1 | 1 | 5.0611 | 0 | 2 | 2 -blocklayer | 5.7 | 11.4 | 0 |  | 2.1172 | 0.4 | 0.8469 | 0 | 17.308 | 0
[17 empty] | 0 |  |  | 0 | 0 |  |  |  | 0 | 0 |  |  |  | 0 | 0 | 0 | 0
|  | Intermittent filling to blockwork | [9 empty] | m2 |  | 4.7027 | 0 | 0 | 4.7027 | 1 | 1 | 4.7027 | 0 | 2 | 2 trademan | 5.7 | 11.4 | 0 |  | 2.1172 | 0.4 | 0.8469 | 0 | 16.9496 | 0
[17 empty] | 0 |  |  | 0 | 0 |  |  |  | 0 | 0 |  |  |  | 0 | 0 | 0 | 0
|  | Intermittent filling to bond beam | [9 empty] | m |  | 11.6116 | 0 | 0 | 11.6116 | 1 | 1 | 11.6116 | 0 | 0.4 | 2 trademan | 5.7 | 2.28 | 0 |  | 2.1172 | 0.08 | 0.16938 | 0 | 14.061 | 0
[17 empty] | 0 |  |  | 0 | 0 |  |  |  | 0 | 0 |  |  |  | 0 | 0 | 0 | 0
|  | Intermittent filling to lintel | [9 empty] | m |  | 11.6116 | 0 | 0 | 11.6116 | 1 | 1 | 11.6116 | 0 | 0.4 | 2 trademan | 5.7 | 2.28 | 0 |  | 2.1172 | 0.08 | 0.16938 | 0 | 14.061 | 0
[17 empty] | 0 |  |  | 0 | 0 |  |  |  | 0 | 0 |  |  |  | 0 | 0 | 0 | 0
|  | Isolated column / pier | [14 empty] | 0 |  |  | 0 | 0 |  |  |  | 0 | 0 |  |  |  | 0 | 0 | 0 | 0
|  | To isolated column | [9 empty] | m2 |  | 33.025 | 0 | 0 | 33.025 | 1 | 1 | 33.025 | 0 | 2.5 | 2 -blocklayer | 5.7 | 14.25 | 0 |  | 0.11 | 2 | 0.22 | 0 | 47.495 | 0
|  | Intermittent filling to column | [9 empty] | m |  | 11.6116 | 0 | 0 | 11.6116 | 1 | 1 | 11.6116 | 0 | 0.4 | 2 trademan | 5.7 | 2.28 | 0 |  | 2.1172 | 0.08 | 0.16938 | 0 | 14.061 | 0
[17 empty] | 0 |  |  | 0 | 0 |  |  |  | 0 | 0 |  |  |  | 0 | 0 | 0 | 0
[17 empty] | 0 |  |  | 0 | 0 |  |  |  | 0 | 0 |  |  |  | 0 | 0 | 0 | 0
|  | Extra value for Knock out inside of one course concrete blocks for beam | [9 empty] | m |  |  |  |  | 0 |  |  | 0 | 0 | 0.1 | trademan | 5.7 | 0.57 | 0 |  |  |  | 0 | 0 | 0.57 | 0
[17 empty] | 0 |  |  | 0 | 0 |  |  |  | 0 | 0 |  |  |  | 0 | 0 | 0 | 0
|  | Extra value for Block up bottom of concrete blocks for beam. | [9 empty] | m |  |  |  |  | 0 |  |  | 0 | 0 | 0.1 | trademan | 5.7 | 0.57 | 0 |  |  |  | 0 | 0 | 0.57 | 0
[17 empty] | 0 |  |  | 0 | 0 |  |  |  | 0 | 0 |  |  |  | 0 | 0 | 0 | 0
|  | Extra value for Knock out inside of one course concrete blocks for lintel | [9 empty] | m |  |  |  |  | 0 |  |  | 0 | 0 | 0.1 | trademan | 5.7 | 0.57 | 0 |  |  |  | 0 | 0 | 0.57 | 0
[17 empty] | 0 |  |  | 0 | 0 |  |  |  | 0 | 0 |  |  |  | 0 | 0 | 0 | 0
|  | Extra value for Block up bottom of concrete blocks for lintel. | [9 empty] | m |  |  |  |  | 0 |  |  | 0 | 0 | 0.1 | trademan | 5.7 | 0.57 | 0 |  |  |  | 0 | 0 | 0.57 | 0
[17 empty] | 0 |  |  | 0 | 0 |  |  |  | 0 | 0 |  |  |  | 0 | 0 | 0 | 0
|  | 200mm thick blockwork projecting 400mm from wall | [9 empty] | no |  | 2.852 | 0 | 0 | 2.852 | 1 | 1 | 2.852 | 0 | 0.24 | 2 trademan | 5.7 | 1.368 | 0 |  | 0.021172 | 2 | 0.042345 | 0 | 4.2623 | 0
|  | in 15 courses | [14 empty] | 0 |  |  | 0 | 0 |  |  |  | 0 | 0 |  |  |  | 0 | 0 | 0 | 0
[17 empty] | 0 |  |  | 0 | 0 |  |  |  | 0 | 0 |  |  |  | 0 | 0 | 0 | 0
|  | 200mm thick blockwork projecting 400mm from wall in | [9 empty] | no |  | 3.377 | 0 | 0 | 3.377 | 1 | 1 | 3.377 | 0 | 0.192 | 2 trademan | 5.7 | 1.0944 | 0 |  | 0.021172 | 2 | 0.042345 | 0 | 4.5137 | 0 |  | 0.2 | 12
|  | 12 courses | [14 empty] | 0 |  |  | 0 | 0 |  |  |  | 0 | 0 |  |  |  | 0 | 0 | 0 | 0
[17 empty] | 0 |  |  | 0 | 0 |  |  |  | 0 | 0 |  |  |  | 0 | 0 | 0 | 0
|  | 200mm thick blockwork projecting 400mm from wall | [9 empty] | no |  | 2.2528 | 0 | 0 | 2.2528 | 1 | 1 | 2.2528 | 0 | 0.16 | 2 trademan | 5.7 | 0.912 | 0 |  | 0.021172 | 2 | 0.042345 | 0 | 3.2071 | 0
|  | in 10 courses | [14 empty] | 0 |  |  | 0 | 0 |  |  |  | 0 | 0 |  |  |  | 0 | 0 | 0 | 0
[17 empty] | 0 |  |  | 0 | 0 |  |  |  | 0 | 0 |  |  |  | 0 | 0 | 0 | 0
|  | 200mm thick blockwork projecting 200mm from wall | [9 empty] | no |  | 2.2528 | 0 | 0 | 2.2528 | 1 | 1 | 2.2528 | 0 | 0.12 | 2 trademan | 5.7 | 0.684 | 0 |  | 0.021172 | 2 | 0.042345 | 0 | 2.9791 | 0
|  | in 15 courses | [14 empty] | 0 |  |  | 0 | 0 |  |  |  | 0 | 0 |  |  |  | 0 | 0 | 0 | 0
[17 empty] | 0 |  |  | 0 | 0 |  |  |  | 0 | 0 |  |  |  | 0 | 0 | 0 | 0
|  | 200mm thick blockwork projecting 200mm from wall in | [9 empty] | no |  | 2.2528 | 0 | 0 | 2.2528 | 1 | 1 | 2.2528 | 0 | 0.096 | 2 trademan | 5.7 | 0.5472 | 0 |  | 0.021172 | 2 | 0.042345 | 0 | 2.8423 | 0
|  | 12 courses | [14 empty] | 0 |  |  | 0 | 0 |  |  |  | 0 | 0 |  |  |  | 0 | 0 | 0 | 0
[17 empty] | 0 |  |  | 0 | 0 |  |  |  | 0 | 0 |  |  |  | 0 | 0 | 0 | 0
|  | 200mm thick blockwork projecting 200mm from wall | [9 empty] | no |  | 2.2528 | 0 | 0 | 2.2528 | 1 | 1 | 2.2528 | 0 | 0.08 | 2 trademan | 5.7 | 0.456 | 0 |  | 0.021172 | 2 | 0.042345 | 0 | 2.7511 | 0
|  | in 10 courses | [14 empty] | 0 |  |  | 0 | 0 |  |  |  | 0 | 0 |  |  |  | 0 | 0 | 0 | 0
[17 empty] | 0 |  |  | 0 | 0 |  |  |  | 0 | 0 |  |  |  | 0 | 0 | 0 | 0
|  | 200mm thick blockwork set back 400mm from wall | [9 empty] | no |  | 2.2528 | 0 | 0 | 2.2528 | 1 | 1 | 2.2528 | 0 | 0.24 | 2 trademan | 5.7 | 1.368 | 0 |  | 0.021172 | 2 | 0.042345 | 0 | 3.6631 | 0
|  | in 15 courses | [14 empty] | 0 |  |  | 0 | 0 |  |  |  | 0 | 0 |  |  |  | 0 | 0 | 0 | 0
[17 empty] | 0 |  |  | 0 | 0 |  |  |  | 0 | 0 |  |  |  | 0 | 0 | 0 | 0
|  | 200mm thick blockwork set back 400mm from wall in | [9 empty] | no |  | 2.2528 | 0 | 0 | 2.2528 | 1 | 1 | 2.2528 | 0 | 0.192 | 2 trademan | 5.7 | 1.0944 | 0 |  | 0.021172 | 2 | 0.042345 | 0 | 3.3895 | 0
|  | 12 courses | [14 empty] | 0 |  |  | 0 | 0 |  |  |  | 0 | 0 |  |  |  | 0 | 0 | 0 | 0
[17 empty] | 0 |  |  | 0 | 0 |  |  |  | 0 | 0 |  |  |  | 0 | 0 | 0 | 0
|  | 200mm thick blockwork set back400mm from wall | [9 empty] | no |  | 2.2528 | 0 | 0 | 2.2528 | 1 | 1 | 2.2528 | 0 | 0.16 | 2 trademan | 5.7 | 0.912 | 0 |  | 0.021172 | 2 | 0.042345 | 0 | 3.2071 | 0
|  | in 10 courses | [14 empty] | 0 |  |  | 0 | 0 |  |  |  | 0 | 0 |  |  |  | 0 | 0 | 0 | 0
[17 empty] | 0 |  |  | 0 | 0 |  |  |  | 0 | 0 |  |  |  | 0 | 0 | 0 | 0
|  | 200mm thick blockwork set back 200mm from wall | [9 empty] | no |  | 2.2528 | 0 | 0 | 2.2528 | 1 | 1 | 2.2528 | 0 | 0.16 | 2 trademan | 5.7 | 0.912 | 0 |  | 0.021172 | 2 | 0.042345 | 0 | 3.2071 | 0
|  | in 15 courses | [14 empty] | 0 |  |  | 0 | 0 |  |  |  | 0 | 0 |  |  |  | 0 | 0 | 0 | 0
[17 empty] | 0 |  |  | 0 | 0 |  |  |  | 0 | 0 |  |  |  | 0 | 0 | 0 | 0
|  | 200mm thick blockwork set back 200mm from wall in | [9 empty] | no |  | 2.2528 | 0 | 0 | 2.2528 | 1 | 1 | 2.2528 | 0 | 0.16 | 2 trademan | 5.7 | 0.912 | 0 |  | 0.021172 | 2 | 0.042345 | 0 | 3.2071 | 0
|  | 12 courses | [14 empty] | 0 |  |  | 0 | 0 |  |  |  | 0 | 0 |  |  |  | 0 | 0 | 0 | 0
[17 empty] | 0 |  |  | 0 | 0 |  |  |  | 0 | 0 |  |  |  | 0 | 0 | 0 | 0
|  | 200mm thick blockwork set back200mm from wall | [9 empty] | no |  | 2.2528 | 0 | 0 | 2.2528 | 1 | 1 | 2.2528 | 0 | 0.16 | 2 trademan | 5.7 | 0.912 | 0 |  | 0.021172 | 2 | 0.042345 | 0 | 3.2071 | 0
|  | in 10 courses | [14 empty] | 0 |  |  | 0 | 0 |  |  |  | 0 | 0 |  |  |  | 0 | 0 | 0 | 0
[17 empty] | 0 |  |  | 0 | 0 |  |  |  | 0 | 0 |  |  |  | 0 | 0 | 0 | 0
|  | 150mm thick blockwork projecting 400mm from wall | [9 empty] | no |  | 2.2528 | 0 | 0 | 2.2528 | 1 | 1 | 2.2528 | 0 | 0.16 | 2 trademan | 5.7 | 0.912 | 0 |  | 0.021172 | 2 | 0.042345 | 0 | 3.2071 | 0
|  | in 15 courses | [14 empty] | 0 |  |  | 0 | 0 |  |  |  | 0 | 0 |  |  |  | 0 | 0 | 0 | 0
[17 empty] | 0 |  |  | 0 | 0 |  |  |  | 0 | 0 |  |  |  | 0 | 0 | 0 | 0
|  | 150mm thick blockwork projecting 400mm from wall in | [9 empty] | no |  | 2.2528 | 0 | 0 | 2.2528 | 1 | 1 | 2.2528 | 0 | 0.16 | 2 trademan | 5.7 | 0.912 | 0 |  | 0.021172 | 2 | 0.042345 | 0 | 3.2071 | 0
|  | 12 courses | [14 empty] | 0 |  |  | 0 | 0 |  |  |  | 0 | 0 |  |  |  | 0 | 0 | 0 | 0
[17 empty] | 0 |  |  | 0 | 0 |  |  |  | 0 | 0 |  |  |  | 0 | 0 | 0 | 0
|  | 150mm thick blockwork projecting 400mm from wall | [9 empty] | no |  | 2.2528 | 0 | 0 | 2.2528 | 1 | 1 | 2.2528 | 0 | 0.16 | 2 trademan | 5.7 | 0.912 | 0 |  | 0.021172 | 2 | 0.042345 | 0 | 3.2071 | 0
|  | in 10 courses | [14 empty] | 0 |  |  | 0 | 0 |  |  |  | 0 | 0 |  |  |  | 0 | 0 | 0 | 0
[17 empty] | 0 |  |  | 0 | 0 |  |  |  | 0 | 0 |  |  |  | 0 | 0 | 0 | 0
|  | 150mm thick blockwork projecting 200mm from wall | [9 empty] | no |  | 2.2528 | 0 | 0 | 2.2528 | 1 | 1 | 2.2528 | 0 | 0.16 | 2 trademan | 5.7 | 0.912 | 0 |  | 0.021172 | 2 | 0.042345 | 0 | 3.2071 | 0
|  | in 15 courses | [14 empty] | 0 |  |  | 0 | 0 |  |  |  | 0 | 0 |  |  |  | 0 | 0 | 0 | 0
[17 empty] | 0 |  |  | 0 | 0 |  |  |  | 0 | 0 |  |  |  | 0 | 0 | 0 | 0
|  | 150mm thick blockwork projecting 200mm from wall in | [9 empty] | no |  | 2.2528 | 0 | 0 | 2.2528 | 1 | 1 | 2.2528 | 0 | 0.16 | 2 trademan | 5.7 | 0.912 | 0 |  | 0.021172 | 2 | 0.042345 | 0 | 3.2071 | 0
|  | 12 courses | [14 empty] | 0 |  |  | 0 | 0 |  |  |  | 0 | 0 |  |  |  | 0 | 0 | 0 | 0
[17 empty] | 0 |  |  | 0 | 0 |  |  |  | 0 | 0 |  |  |  | 0 | 0 | 0 | 0
|  | 150mm thick blockwork projecting 200mm from wall | [9 empty] | no |  | 2.2528 | 0 | 0 | 2.2528 | 1 | 1 | 2.2528 | 0 | 0.16 | 2 trademan | 5.7 | 0.912 | 0 |  | 0.021172 | 2 | 0.042345 | 0 | 3.2071 | 0
|  | in 10 courses | [14 empty] | 0 |  |  | 0 | 0 |  |  |  | 0 | 0 |  |  |  | 0 | 0 | 0 | 0
[17 empty] | 0 |  |  | 0 | 0 |  |  |  | 0 | 0 |  |  |  | 0 | 0 | 0 | 0
|  | 150mm thick blockwork set back 400mm from wall | [9 empty] | no |  | 2.2528 | 0 | 0 | 2.2528 | 1 | 1 | 2.2528 | 0 | 0.16 | 2 trademan | 5.7 | 0.912 | 0 |  | 0.021172 | 2 | 0.042345 | 0 | 3.2071 | 0
|  | in 15 courses | [14 empty] | 0 |  |  | 0 | 0 |  |  |  | 0 | 0 |  |  |  | 0 | 0 | 0 | 0
[17 empty] | 0 |  |  | 0 | 0 |  |  |  | 0 | 0 |  |  |  | 0 | 0 | 0 | 0
|  | 150mm thick blockwork set back 400mm from wall in | [9 empty] | no |  | 2.2528 | 0 | 0 | 2.2528 | 1 | 1 | 2.2528 | 0 | 0.16 | 2 trademan | 5.7 | 0.912 | 0 |  | 0.021172 | 2 | 0.042345 | 0 | 3.2071 | 0
|  | 12 courses | [14 empty] | 0 |  |  | 0 | 0 |  |  |  | 0 | 0 |  |  |  | 0 | 0 | 0 | 0
[17 empty] | 0 |  |  | 0 | 0 |  |  |  | 0 | 0 |  |  |  | 0 | 0 | 0 | 0
|  | 150mm thick blockwork set back 400mm from wall | [9 empty] | no |  | 2.2528 | 0 | 0 | 2.2528 | 1 | 1 | 2.2528 | 0 | 0.16 | 2 trademan | 5.7 | 0.912 | 0 |  | 0.021172 | 2 | 0.042345 | 0 | 3.2071 | 0
|  | in 10 courses | [14 empty] | 0 |  |  | 0 | 0 |  |  |  | 0 | 0 |  |  |  | 0 | 0 | 0 | 0
[17 empty] | 0 |  |  | 0 | 0 |  |  |  | 0 | 0 |  |  |  | 0 | 0 | 0 | 0
|  | 150mm thick blockwork set back 200mm from wall | [9 empty] | no |  | 2.2528 | 0 | 0 | 2.2528 | 1 | 1 | 2.2528 | 0 | 0.16 | 2 trademan | 5.7 | 0.912 | 0 |  | 0.021172 | 2 | 0.042345 | 0 | 3.2071 | 0
|  | in 15 courses | [14 empty] | 0 |  |  | 0 | 0 |  |  |  | 0 | 0 |  |  |  | 0 | 0 | 0 | 0
[17 empty] | 0 |  |  | 0 | 0 |  |  |  | 0 | 0 |  |  |  | 0 | 0 | 0 | 0
|  | 150mm thick blockwork set back 200mm from wall in | [9 empty] | no |  | 2.2528 | 0 | 0 | 2.2528 | 1 | 1 | 2.2528 | 0 | 0.16 | 2 trademan | 5.7 | 0.912 | 0 |  | 0.021172 | 2 | 0.042345 | 0 | 3.2071 | 0
|  | 12 courses | [14 empty] | 0 |  |  | 0 | 0 |  |  |  | 0 | 0 |  |  |  | 0 | 0 | 0 | 0
[17 empty] | 0 |  |  | 0 | 0 |  |  |  | 0 | 0 |  |  |  | 0 | 0 | 0 | 0
|  | 150mm thick blockwork set back 200mm from wall | [9 empty] | no |  | 2.2528 | 0 | 0 | 2.2528 | 1 | 1 | 2.2528 | 0 | 0.16 | 2 trademan | 5.7 | 0.912 | 0 |  | 0.021172 | 2 | 0.042345 | 0 | 3.2071 | 0
|  | in 10 courses | [14 empty] | 0 |  |  | 0 | 0 |  |  |  | 0 | 0 |  |  |  | 0 | 0 | 0 | 0
[17 empty] | 0 |  |  | 0 | 0 |  |  |  | 0 | 0 |  |  |  | 0 | 0 | 0 | 0
|  | 100mm thick blockwork projecting 400mm from wall | [9 empty] | no |  | 2.2528 | 0 | 0 | 2.2528 | 1 | 1 | 2.2528 | 0 | 0.16 | 2 trademan | 5.7 | 0.912 | 0 |  | 0.021172 | 2 | 0.042345 | 0 | 3.2071 | 0
|  | in 15 courses | [14 empty] | 0 |  |  | 0 | 0 |  |  |  | 0 | 0 |  |  |  | 0 | 0 | 0 | 0
[17 empty] | 0 |  |  | 0 | 0 |  |  |  | 0 | 0 |  |  |  | 0 | 0 | 0 | 0
|  | 100mm thick blockwork projecting 400mm from wall in | [9 empty] | no |  | 2.2528 | 0 | 0 | 2.2528 | 1 | 1 | 2.2528 | 0 | 0.16 | 2 trademan | 5.7 | 0.912 | 0 |  | 0.021172 | 2 | 0.042345 | 0 | 3.2071 | 0
|  | 12 courses | [14 empty] | 0 |  |  | 0 | 0 |  |  |  | 0 | 0 |  |  |  | 0 | 0 | 0 | 0
[17 empty] | 0 |  |  | 0 | 0 |  |  |  | 0 | 0 |  |  |  | 0 | 0 | 0 | 0
|  | 100mm thick blockwork projecting 400mm from wall | [9 empty] | no |  | 2.2528 | 0 | 0 | 2.2528 | 1 | 1 | 2.2528 | 0 | 0.16 | 2 trademan | 5.7 | 0.912 | 0 |  | 0.021172 | 2 | 0.042345 | 0 | 3.2071 | 0
|  | in 10 courses | [14 empty] | 0 |  |  | 0 | 0 |  |  |  | 0 | 0 |  |  |  | 0 | 0 | 0 | 0
[17 empty] | 0 |  |  | 0 | 0 |  |  |  | 0 | 0 |  |  |  | 0 | 0 | 0 | 0
[17 empty] | 0 |  |  | 0 | 0 |  |  |  | 0 | 0 |  |  |  | 0 | 0 | 0 | 0
|  | 100mm thick blockwork projecting 200mm from wall | [9 empty] | no |  | 2.2528 | 0 | 0 | 2.2528 | 1 | 1 | 2.2528 | 0 | 0.16 | 2 trademan | 5.7 | 0.912 | 0 |  | 0.021172 | 2 | 0.042345 | 0 | 3.2071 | 0
|  | in 15 courses | [14 empty] | 0 |  |  | 0 | 0 |  |  |  | 0 | 0 |  |  |  | 0 | 0 | 0 | 0
[17 empty] | 0 |  |  | 0 | 0 |  |  |  | 0 | 0 |  |  |  | 0 | 0 | 0 | 0
|  | 100mm thick blockwork projecting 200mm from wall in | [9 empty] | no |  | 2.2528 | 0 | 0 | 2.2528 | 1 | 1 | 2.2528 | 0 | 0.16 | 2 trademan | 5.7 | 0.912 | 0 |  | 0.021172 | 2 | 0.042345 | 0 | 3.2071 | 0
|  | 12 courses | [14 empty] | 0 |  |  | 0 | 0 |  |  |  | 0 | 0 |  |  |  | 0 | 0 | 0 | 0
[17 empty] | 0 |  |  | 0 | 0 |  |  |  | 0 | 0 |  |  |  | 0 | 0 | 0 | 0
|  | 100mm thick blockwork projecting 200mm from wall | [9 empty] | no |  | 2.2528 | 0 | 0 | 2.2528 | 1 | 1 | 2.2528 | 0 | 0.16 | 2 trademan | 5.7 | 0.912 | 0 |  | 0.021172 | 2 | 0.042345 | 0 | 3.2071 | 0
|  | in 10 courses | [14 empty] | 0 |  |  | 0 | 0 |  |  |  | 0 | 0 |  |  |  | 0 | 0 | 0 | 0
[17 empty] | 0 |  |  | 0 | 0 |  |  |  | 0 | 0 |  |  |  | 0 | 0 | 0 | 0
|  | 100mm thick blockwork set back 400mm from wall | [9 empty] | no |  | 2.2528 | 0 | 0 | 2.2528 | 1 | 1 | 2.2528 | 0 | 0.16 | 2 trademan | 5.7 | 0.912 | 0 |  | 0.021172 | 2 | 0.042345 | 0 | 3.2071 | 0
|  | in 15 courses | [14 empty] | 0 |  |  | 0 | 0 |  |  |  | 0 | 0 |  |  |  | 0 | 0 | 0 | 0
[17 empty] | 0 |  |  | 0 | 0 |  |  |  | 0 | 0 |  |  |  | 0 | 0 | 0 | 0
|  | 100mm thick blockwork set back 400mm from wall in | [9 empty] | no |  | 2.2528 | 0 | 0 | 2.2528 | 1 | 1 | 2.2528 | 0 | 0.16 | 2 trademan | 5.7 | 0.912 | 0 |  | 0.021172 | 2 | 0.042345 | 0 | 3.2071 | 0
|  | 12 courses | [14 empty] | 0 |  |  | 0 | 0 |  |  |  | 0 | 0 |  |  |  | 0 | 0 | 0 | 0
[17 empty] | 0 |  |  | 0 | 0 |  |  |  | 0 | 0 |  |  |  | 0 | 0 | 0 | 0
|  | 100mm thick blockwork set back 400mm from wall | [14 empty] | 0 |  |  | 0 | 0 |  |  |  | 0 | 0 |  |  |  | 0 | 0 | 0 | 0
|  | in 10 courses | [9 empty] | no |  | 2.2528 | 0 | 0 | 2.2528 | 1 | 1 | 2.2528 | 0 | 0.16 | 2 trademan | 5.7 | 0.912 | 0 |  | 0.021172 | 2 | 0.042345 | 0 | 3.2071 | 0
[17 empty] | 0 |  |  | 0 | 0 |  |  |  | 0 | 0 |  |  |  | 0 | 0 | 0 | 0
|  | 100mm thick blockwork set back 200mm from wall | [9 empty] | no |  | 2.2528 | 0 | 0 | 2.2528 | 1 | 1 | 2.2528 | 0 | 0.16 | 2 trademan | 5.7 | 0.912 | 0 |  | 0.021172 | 2 | 0.042345 | 0 | 3.2071 | 0
|  | in 15 courses | [14 empty] | 0 |  |  | 0 | 0 |  |  |  | 0 | 0 |  |  |  | 0 | 0 | 0 | 0
[17 empty] | 0 |  |  | 0 | 0 |  |  |  | 0 | 0 |  |  |  | 0 | 0 | 0 | 0
|  | 100mm thick blockwork set back 200mm from wall in | [9 empty] | no |  | 2.2528 | 0 | 0 | 2.2528 | 1 | 1 | 2.2528 | 0 | 0.16 | 2 trademan | 5.7 | 0.912 | 0 |  | 0.021172 | 2 | 0.042345 | 0 | 3.2071 | 0
|  | 12 courses | [14 empty] | 0 |  |  | 0 | 0 |  |  |  | 0 | 0 |  |  |  | 0 | 0 | 0 | 0
[17 empty] | 0 |  |  | 0 | 0 |  |  |  | 0 | 0 |  |  |  | 0 | 0 | 0 | 0
|  | 100mm thick blockwork set back 200mm from wall | [9 empty] | no |  | 2.2528 | 0 | 0 | 2.2528 | 1 | 1 | 2.2528 | 0 | 0.16 | 2 trademan | 5.7 | 0.912 | 0 |  | 0.021172 | 2 | 0.042345 | 0 | 3.2071 | 0
|  | in 10 courses | [14 empty] | 0 |  |  | 0 | 0 |  |  |  | 0 | 0 |  |  |  | 0 | 0 | 0 | 0
[17 empty] | 0 |  |  | 0 | 0 |  |  |  | 0 | 0 |  |  |  | 0 | 0 | 0 | 0
|  | Fairface pointing | [9 empty] | m2 |  |  |  |  | 0 |  |  | 0 | 0 | 0.6 | trademan | 5.7 | 3.42 | 0 |  | 0 | 0 | 0 | 0 | 3.42 | 0
[17 empty] | 0 |  |  | 0 | 0 |  |  |  | 0 | 0 |  |  |  | 0 | 0 | 0 | 0
|  | Raking out for flashing 0-100mm wide | [9 empty] | m |  |  |  |  | 0 |  |  | 0 | 0 | 0.72 | trademan | 5.7 | 4.104 | 0 |  | 0 | 0 | 0 | 0 | 4.104 | 0
[17 empty] | 0 |  |  | 0 | 0 |  |  |  | 0 | 0 |  |  |  | 0 | 0 | 0 | 0
|  | Raking out for flashing 100-200mm wide | [9 empty] | m |  |  |  |  | 0 |  |  | 0 | 0 | 0.75 | trademan | 5.7 | 4.275 | 0 |  | 0 | 0 | 0 | 0 | 4.275 | 0
[17 empty] | 0 |  |  | 0 | 0 |  |  |  | 0 | 0 |  |  |  | 0 | 0 | 0 | 0
|  | Hole in 200mm blockwork for small pipe. | [9 empty] | no |  |  |  |  | 0 |  |  | 0 | 0 | 1.5 | trademan | 5.7 | 8.55 | 0 |  | 0 | 0 | 0 | 0 | 8.55 | 0
[17 empty] | 0 |  |  | 0 | 0 |  |  |  | 0 | 0 |  |  |  | 0 | 0 | 0 | 0
[17 empty] | 0 |  |  | 0 | 0 |  |  |  | 0 | 0 |  |  |  | 0 | 0 | 0 | 0
[17 empty] | 0 |  |  | 0 | 0 |  |  |  | 0 | 0 |  |  |  | 0 | 0 | 0 | 0
|  | Hole in 150mm blockwork for small pipe. | [9 empty] | no |  |  |  |  | 0 |  |  | 0 | 0 | 1 | trademan | 5.7 | 5.7 | 0 |  | 0 | 0 | 0 | 0 | 5.7 | 0
[17 empty] | 0 |  |  | 0 | 0 |  |  |  | 0 | 0 |  | 0 | 0 | 0 | 0 | 0 | 0
|  | Hole in 100mm blockwork for small pipe. | [9 empty] | no |  |  |  |  | 0 |  |  | 0 | 0 | 0.8 | trademan | 5.7 | 4.56 | 0 |  | 0 | 0 | 0 | 0 | 4.56 | 0
[17 empty] | 0 |  |  | 0 | 0 |  |  |  | 0 | 0 |  |  |  | 0 | 0 | 0 | 0
|  | Hole in 200mm blockwork for large pipe. | [9 empty] | no |  |  |  |  | 0 |  |  | 0 | 0 | 1.75 | trademan | 5.7 | 9.975 | 0 |  | 0 | 0 | 0 | 0 | 9.975 | 0
[17 empty] | 0 |  |  | 0 | 0 |  |  |  | 0 | 0 |  |  |  | 0 | 0 | 0 | 0
[17 empty] | 0 |  |  | 0 | 0 |  |  |  | 0 | 0 |  |  |  | 0 | 0 | 0 | 0
|  | Hole in 150mm blockwork for large pipe. | [9 empty] | no |  |  |  |  | 0 |  |  | 0 | 0 | 1.5 | trademan | 5.7 | 8.55 | 0 |  | 0 | 0 | 0 | 0 | 8.55 | 0
[17 empty] | 0 |  |  | 0 | 0 |  |  |  | 0 | 0 |  |  |  | 0 | 0 | 0 | 0
[17 empty] | 0 |  |  | 0 | 0 |  |  |  | 0 | 0 |  |  |  | 0 | 0 | 0 | 0
|  | Hole in 100mm blockwork for large pipe. | [9 empty] | no |  |  |  |  | 0 |  |  | 0 | 0 | 1.3 | trademan | 5.7 | 7.41 | 0 |  | 0 | 0 | 0 | 0 | 7.41 | 0
|  | Labour - 1 labourer at 1.3 mhrs | [14 empty] | 0 |  |  | 0 | 0 |  |  |  | 0 | 0 |  |  |  | 0 | 0 | 0 | 0
[17 empty] | 0 |  |  | 0 | 0 |  |  |  | 0 | 0 |  |  |  | 0 | 0 | 0 | 0
|  | 200mm thick block used as ventilation block and fixed with | [9 empty] | no |  | 2.852 | 0 | 0 | 2.852 | 1 | 1 | 2.852 | 0 | 0.2 | trademan | 5.7 | 1.14 | 0 |  | 0 | 0 | 0 | 0 | 3.992 | 0
|  | cement mortar in mix 1: 3 | [14 empty] | 0 |  |  | 0 | 0 |  |  |  | 0 | 0 |  |  |  | 0 | 0 | 0 | 0
[17 empty] | 0 |  |  | 0 | 0 |  |  |  | 0 | 0 |  |  |  | 0 | 0 | 0 | 0
|  | 150mm thick block used as ventilation block and fixed with | [9 empty] | no |  | 2.852 | 0 | 0 | 2.852 | 1 | 1 | 2.852 | 0 | 0.2 | trademan | 5.7 | 1.14 | 0 |  | 0 | 0 | 0 | 0 | 3.992 | 0
|  | cement mortar in mix 1: 3 | [14 empty] | 0 |  |  | 0 | 0 |  |  |  | 0 | 0 |  |  |  | 0 | 0 | 0 | 0
[17 empty] | 0 |  |  | 0 | 0 |  |  |  | 0 |  |  |  |  | 0 | 0 | 0 | 0
|  | 100mm thick block used as ventilation block and fixed with | [9 empty] | no |  |  |  |  | 0 |  |  | 0 | [9 empty] | 0 | 0 | 0 | 0
cement mortar in mix 1: 3
| TOTAL CARRIED TO SUMMARY | [19 empty] | 0 |  |  |  |  | 0 |  |  |  |  | 0 |  | 0
|  | METAL WORK | [14 empty] | 0
|  | Note: The tables used for calculating the mass of members shall be stated. | [14 empty] | 0
0
|  | 50mm diameter galvanised pipe handrails complete with 3 no rails and | [9 empty] | m | 50mm dia galv pipe- pc sum $63/6m leng, (5.7m/ panel) | 59.85 | 0 | 11.97 | 71.82 | 1 | 1 | 71.82 | 0 | 3 | trademan | 5.7 | 17.1 | 0 | Welding and tools | 24.2 | 1 | 24.2 | 0 | 113.12 | 0
|  | intermediate post 3no, @ 600mm c-c, size 1000mm long x 900mm high | [10 empty] | Workshop fabrication: Prov sum $ 50.00 per 6m length |  |  |  | 0 |  |  | 0 | 0 |  |  |  | 0 | 0 |  |  |  | 0 | 0 | 0 | 0
|  | cast in concrete. | [10 empty] | Machine charge: prov sum $ 60.00 per 6m |  |  |  | 0 |  |  | 0 | 0 |  |  |  | 0 | 0 |  |  |  | 0 | 0 | 0 | 0
[13 empty] | Cartage: 2 hr per 10 post per 6m |  |  |  | 0 |  |  | 0 | 0 |  |  |  | 0 | 0 |  |  |  | 0 | 0 | 0 | 0
[17 empty] | 0 |  |  | 0 | 0 |  |  |  | 0 | 0 |  |  |  | 0 | 0 | 0 | 0
[17 empty] | 0 |  |  | 0 | 0 |  |  |  | 0 | 0 |  |  |  | 0 | 0 | 0 | 0
[17 empty] | 0 |  |  | 0 | 0 |  |  |  | 0 | 0 |  |  |  | 0 | 0 | 0 | 0
[17 empty] | 0 |  |  | 0 | 0 |  |  |  | 0 | 0 |  |  |  | 0 | 0 | 0 | 0
|  | 75mm diameter galvanised pipe handrails complete with 3no rail and | [9 empty] | m | 75mm dia galv pipe | 14.8333 | 0 | 0 | 14.8333 | 1 | 1 | 14.8333 | 0 | 3 | trademan | 5.7 | 17.1 | 0 |  | 24.2 | 1 | 24.2 | 0 | 56.1333 | 0
|  | intermediate post 3no @ 600mm c-c, size 1000mm long x 900mm high | [14 empty] | 0 |  |  | 0 | 0 |  |  |  | 0 | 0 |  |  |  | 0 | 0 | 0 | 0
|  | cast in concrete | [14 empty] | 0 |  |  | 0 | 0 |  |  |  | 0 | 0 |  |  |  | 0 | 0 | 0 | 0
[17 empty] | 0 |  |  | 0 | 0 |  |  |  | 0 | 0 |  |  |  | 0 | 0 | 0 | 0
[17 empty] | 0 |  |  | 0 | 0 |  |  |  | 0 | 0 |  |  |  | 0 | 0 | 0 | 0
[17 empty] | 0 |  |  | 0 | 0 |  |  |  | 0 | 0 |  |  |  | 0 | 0 | 0 | 0
[17 empty] | 0 |  |  | 0 | 0 |  |  |  | 0 | 0 |  |  |  | 0 | 0 | 0 | 0
[17 empty] | 0 |  |  | 0 | 0 |  |  |  | 0 | 0 |  |  |  | 0 | 0 | 0 | 0
|  | 50mm diameter galv. pipe post complete with L-shaped bracket | [9 empty] | no | 50mm dia galv pipe | 63 | 0 | 0 | 63 | 1 | 1 | 63 | 0 | 2 | 1 L/H & Trademan | 5.7 | 11.4 | 0 |  | 97.2 | 1 | 97.2 | 0 | 171.6 | 0
|  | welded at top, drilled twice for 12mm diameter bolts, and | [10 empty] | Supply of pipe - 63.00 for 3m high |  |  |  | 0 |  |  | 0 | 0 |  |  |  | 0 | 0 |  |  |  | 0 | 0 | 0 | 0
|  | base cast in concrete, 3000mm long. | [10 empty] | Supply of brackets - prov.sum of 25.00 each |  |  |  | 0 |  |  | 0 | 0 |  |  |  | 0 | 0 |  |  |  | 0 | 0 | 0 | 0
[13 empty] | Workshop fabrication - prov.sum of 50.00 |  |  |  | 0 |  |  | 0 | 0 |  |  |  | 0 | 0 |  |  |  | 0 | 0 | 0 | 0
[13 empty] | Machine charge - prov.sum of 20.00 |  |  |  | 0 |  |  | 0 | 0 |  |  |  | 0 | 0 |  |  |  | 0 | 0 | 0 | 0
[13 empty] | Transport - truck for 2 hours for 10 post |  |  |  | 0 |  |  | 0 | 0 |  |  |  | 0 | 0 |  |  |  | 0 | 0 | 0 | 0
[17 empty] | 0 |  |  | 0 | 0 |  |  |  | 0 | 0 |  |  |  | 0 | 0 | 0 | 0
[17 empty] | 0 |  |  | 0 | 0 |  |  |  | 0 | 0 |  |  |  | 0 | 0 | 0 | 0
[17 empty] | 0 |  |  | 0 | 0 |  |  |  | 0 | 0 |  |  |  | 0 | 0 | 0 | 0
[17 empty] | 0 |  |  | 0 | 0 |  |  |  | 0 | 0 |  |  |  | 0 | 0 | 0 | 0
[17 empty] | 0 |  |  | 0 | 0 |  |  |  | 0 | 0 |  |  |  | 0 | 0 | 0 | 0
[17 empty] | 0 |  |  | 0 | 0 |  |  |  | 0 | 0 |  |  |  | 0 | 0 | 0 | 0
|  | 75mm diameter galv. pipe post complete with L-shaped bracket | [9 empty] | no | 75mm dia galv pipe | 89 | 0 | 0 | 89 | 1 | 1 | 89 | 0 | 2 | 1 L/H & Trademan | 5.7 | 11.4 | 0 |  | 97.2 | 1 | 97.2 | 0 | 197.6 | 0
|  | welded at top, drilled twice for 12mm diameter bolts, and | [10 empty] | Erection of post - 1 l/h & 1 s/t at 2 mhrs |  |  |  | 0 |  |  | 0 | 0 |  |  |  | 0 | 0 |  |  |  | 0 | 0 | 0 | 0
|  | base cast in concrete, 3000mm long. | [10 empty] | Supply of pipe - prov.sum of 63.00 for 3m high |  |  |  | 0 |  |  | 0 | 0 |  |  |  | 0 | 0 |  |  |  | 0 | 0 | 0 | 0
[13 empty] | Supply of brackets - prov.sum of 20.00 each |  |  |  | 0 |  |  | 0 | 0 |  |  |  | 0 | 0 |  |  |  | 0 | 0 | 0 | 0
[13 empty] | Workshop fabrication - prov.sum of 50.00 |  |  |  | 0 |  |  | 0 | 0 |  |  |  | 0 | 0 |  |  |  | 0 | 0 | 0 | 0
[13 empty] | Machine charge - prov.sum of 20.00 |  |  |  | 0 |  |  | 0 | 0 |  |  |  | 0 | 0 |  |  |  | 0 | 0 | 0 | 0
[13 empty] | Transport - truck for 2 hours for 10 post |  |  |  | 0 |  |  | 0 | 0 |  |  |  | 0 | 0 |  |  |  | 0 | 0 | 0 | 0
[17 empty] | 0 |  |  | 0 | 0 |  |  |  | 0 | 0 |  |  |  | 0 | 0 | 0 | 0
|  | 12mm diameter galvanised bolts complete with nut and 2 | [9 empty] | no |  | 5 | 0 | 0 | 5 | 1 | 1 | 5 | 0 | 0.16667 | trademan | 5.7 | 0.95 | 0 |  | 0.5 | 1 | 0.5 | 0 | 6.45 | 0
|  | washes, fixed to timber beam | [14 empty] | 0 |  |  | 0 | 0 |  |  |  | 0 | 0 |  |  |  | 0 | 0 | 0 | 0
[17 empty] | 0 |  |  | 0 | 0 |  |  |  | 0 | 0 |  |  |  | 0 | 0 | 0 | 0
[17 empty] | 0 |  |  | 0 | 0 |  |  |  | 0 | 0 |  |  |  | 0 | 0 | 0 | 0
|  | 12mm diameter galvanised bolts complete with nut and 2 | [9 empty] | no |  | 7.5 | 0 | 0 | 7.5 | 1 | 1 | 7.5 | 0 | 0.16667 | trademan | 5.7 | 0.95 | 0 |  | 0.75 | 1 | 0.75 | 0 | 9.2 | 0
|  | washers, cast in concrete beam to holding down bolts. | [14 empty] | 0 |  |  | 0 | 0 |  |  |  | 0 | 0 |  |  |  | 0 | 0 | 0 | 0
[17 empty] | 0 |  |  | 0 | 0 |  |  |  | 0 | 0 |  |  |  | 0 | 0 | 0 | 0
[17 empty] | 0 |  |  | 0 | 0 |  |  |  | 0 | 0 |  |  |  | 0 | 0 | 0 | 0
[17 empty] | 0 |  |  | 0 | 0 |  |  |  | 0 | 0 |  |  |  | 0 | 0 | 0 | 0
| TOTAL CARRIED TO SUMMARY | [15 empty] | 0 |  |  | 0 |  |  |  |  | 0 |  |  |  |  | 0 |  | 0 | 0
[17 empty] | 0 |  |  | 0 | 0 |  |  |  | 0 | 0 |  |  |  | 0 | 0 | 0 | 0
|  | METAL WINDOWS AND DOORS | [14 empty] | 0 |  |  | 0 | 0 |  |  |  | 0 | 0 |  |  |  | 0 | 0 | 0 | 0
[17 empty] | 0 |  |  | 0 | 0 |  |  |  | 0 | 0 |  |  |  | 0 | 0 | 0 | 0
[17 empty] | 0 |  |  | 0 | 0 |  |  |  | 0 | 0 |  |  |  | 0 | 0 | 0 | 0
[17 empty] | 0 |  |  | 0 | 0 |  |  |  | 0 | 0 |  |  |  | 0 | 0 | 0 | 0
[17 empty] | 0 |  |  | 0 | 0 |  |  |  | 0 | 0 |  |  |  | 0 | 0 | 0 | 0
[17 empty] | 0 |  |  | 0 | 0 |  |  |  | 0 | 0 |  |  |  | 0 | 0 | 0 | 0
|  | Shop front overall size: 2.4m x 1.2m high complete with proprietary fittings and | [9 empty] | no | Pc sum $ 5000 | 5000 | 0 | 0 | 5000 | 1 | 1 | 5000 | 0 | 4 | others | 10 | 40 | 0 |  |  |  | 0 | 0 | 5040 | 0
|  | and associated components | [14 empty] | 0 |  |  | 0 | 0 |  |  |  | 0 | 0 |  |  |  | 0 | 0 | 0 | 0
[17 empty] | 0 |  |  | 0 | 0 |  |  |  | 0 | 0 |  |  |  | 0 | 0 | 0 | 0
|  | Aluminium single door complete with frame, and associated proprietary fittings | [9 empty] | no | Pc sum $2000 | 2000 | 0 | 0 | 2000 | 1 | 1 | 2000 | 0 | 4 | others | 10 | 40 | 0 |  |  |  | 0 | 0 | 2040 | 0
[17 empty] | 0 |  |  | 0 | 0 |  |  |  | 0 | 0 |  |  |  | 0 | 0 | 0 | 0
[17 empty] | 0 |  |  | 0 | 0 |  |  |  | 0 | 0 |  |  |  | 0 | 0 | 0 | 0
|  | Aluminium double door complete with frame and associate proprietary fittings | [9 empty] | no | Pc sum $4000 | 4000 | 0 | 0 | 4000 | 1 | 1 | 4000 | 0 | 4 | others | 10 | 40 | 0 |  |  |  | 0 | 0 | 4040 | 0
[17 empty] | 0 |  |  | 0 | 0 |  |  |  | 0 | 0 |  |  |  | 0 | 0 | 0 | 0
[17 empty] | 0 |  |  | 0 | 0 |  |  |  | 0 | 0 |  |  |  | 0 | 0 | 0 | 0
|  | Louver frame- 12 blade | [9 empty] | pair |  | 63 | 0 | 6.3 | 69.3 | 1 | 1 | 69.3 | 0 | 3.7 | trademan | 4.4 | 16.28 | 0 |  |  |  | 0 | 0 | 85.58 | 0
[17 empty] | 0 |  |  | 0 | 0 |  |  |  | 0 | 0 |  |  |  | 0 | 0 | 0 | 0
|  | Louver frame-10 blade | [9 empty] | pair |  | 57.6 | 0 | 5.76 | 63.36 | 1 | 1 | 63.36 | 0 | 3.7 | trademan | 4.4 | 16.28 | 0 |  |  |  | 0 | 0 | 79.64 | 0
[17 empty] | 0 |  |  | 0 | 0 |  |  |  | 0 | 0 |  |  |  | 0 | 0 | 0 | 0
|  | Louver frame - 9 blade | [9 empty] | pair |  | 43.44 | 0 | 4.344 | 47.784 | 1 | 1 | 47.784 | 0 | 3.45 | trademan | 5.7 | 19.665 | 0 |  |  |  | 0 | 0 | 67.449 | 0
[17 empty] | 0 |  |  | 0 | 0 |  |  |  | 0 | 0 |  |  |  | 0 | 0 | 0 | 0
|  | Louver frame- 8-blade | [8 empty] | 71 | pair |  | 48.6 | 0 | 4.86 | 53.46 | 1 | 1 | 53.46 | 3795.66 | 3.45 | trademan | 5.7 | 19.665 | 1396.215 |  |  |  | 0 | 0 | 73.125 | 5191.875
[17 empty] | 0 |  |  | 0 | 0 |  |  |  | 0 | 0 |  |  |  | 0 | 0 | 0 | 0
|  | Louver frame-7blade | [9 empty] | pair |  | 35 | 0 | 3.5 | 38.5 | 1 | 1 | 38.5 | 0 | 3.45 | trademan | 4.4 | 15.18 | 0 |  |  |  | 0 | 0 | 53.68 | 0
[17 empty] | 0 |  |  | 0 | 0 |  |  |  | 0 | 0 |  |  |  | 0 | 0 | 0 | 0
|  | Louver frame-6 blade | [9 empty] | pair |  | 32 | 0 | 3.2 | 35.2 | 1 | 1 | 35.2 | 0 | 3 | trademan | 4.4 | 13.2 | 0 |  |  |  | 0 | 0 | 48.4 | 0
[17 empty] | 0 |  |  | 0 | 0 |  |  |  | 0 | 0 |  |  |  | 0 | 0 | 0 | 0
|  | Louver frame -5blade | [9 empty] | pair |  | 31 | 0 | 3.1 | 34.1 | 1 | 1 | 34.1 | 0 | 3 | trademan | 5.7 | 17.1 | 0 |  |  |  | 0 | 0 | 51.2 | 0
[17 empty] | 0 |  |  | 0 | 0 |  |  |  | 0 | 0 |  |  |  | 0 | 0 | 0 | 0
|  | Louver frame -4blade | [8 empty] | 4 | pair |  | 30 | 0 | 3 | 33 | 1 | 1 | 33 | 132 | 3 | trademan | 5.7 | 17.1 | 68.4 |  |  |  | 0 | 0 | 50.1 | 200.4
| TOTAL CARRIED TO SUMMARY | [15 empty] | 0 |  |  | 0 | 3927.66 |  |  |  | 0 | 1464.615 |  |  |  | 0 | 0 | 0 | 5392.275
[17 empty] | 0 |  |  | 0 | 0 |  |  |  | 0 | 0 |  |  |  | 0 | 0 | 0 | 0
|  | CARPENTRY | [14 empty] | 0 |  |  | 0 | 0 |  |  |  | 0 | 0 |  |  |  | 0 | 0 | 0 | 0
[17 empty] | 0 |  |  | 0 | 0 |  |  |  | 0 | 0 |  |  |  | 0 | 0 | 0 | 0
|  | Dampcourse | [14 empty] | 0 |  |  | 0 | 0 |  |  |  | 0 | 0 |  |  |  | 0 | 0 | 0 | 0
|  | 200mm wide damp-proof coursing laid under 200mm wide timber | [9 empty] | m | prov sum $2.00/m | 3 | 0 | 0 | 3 | 1 | 1 | 3 | 0 | 0.16667 | trademan | 4.4 | 0.73333 | 0 |  |  |  | 0 | 0 | 3.7333 | 0
[17 empty] | 0 |  |  | 0 | 0 |  |  |  | 0 | 0 |  |  |  | 0 | 0 | 0 | 0
|  | 150mm wide damp-proof coursing laid under 150mm wide timber | [9 empty] | m | prov sum $ 1.5/m | 1.5 | 0.15 | 0 | 1.65 | 1 | 1 | 1.65 | 0 | 0.13333 | trademan | 4.4 | 0.58667 | 0 |  |  |  | 0 | 0 | 2.2367 | 0
[17 empty] | 0 |  |  | 0 | 0 |  |  |  | 0 | 0 |  |  |  | 0 | 0 | 0 | 0
|  | 100mm wide damp-proof coursing laid under 100mm wide timber | [9 empty] | m | prov sum $ 2.5/m | 2 | 0 | 0 | 2 | 1 | 1 | 2 | 0 | 0.083333 | trademan | 4.4 | 0.36667 | 0 |  |  |  | 0 | 0 | 2.3667 | 0
[17 empty] | 0 |  |  | 0 | 0 |  |  |  | 0 | 0 |  |  |  | 0 | 0 | 0 | 0
[17 empty] | 0 |  |  | 0 | 0 |  |  |  | 0 | 0 |  |  |  | 0 | 0 | 0 | 0
|  | Sub floor framing | [14 empty] | 0 |  |  | 0 | 0 |  |  |  | 0 | 0 |  |  |  | 0 | 0 | 0 | 0
|  | 100x100mm jack stud | [9 empty] | m | $100/pc | 16.6667 | 1.6667 | 0.35 | 18.6833 | 1 | 1 | 18.6833 | 0 | 0.264 | trademan | 5.7 | 1.5048 | 0 |  |  |  | 0 | 0 | 20.1881 | 0
[17 empty] | 0 |  |  | 0 | 0 |  |  |  | 0 | 0 |  |  |  | 0 | 0 | 0 | 0
|  | 200x50mm floor joist including noggings. | [9 empty] | m |  | 10.6667 | 1.0667 | 0.35 | 12.0833 | 1 | 1 | 12.0833 | 0 | 0.252 | trademan | 4.4 | 1.1088 | 0 |  |  |  | 0 | 0 | 13.1921 | 0
[17 empty] | 0 |  |  | 0 | 0 |  |  |  | 0 | 0 |  |  |  | 0 | 0 | 0 | 0
|  | 300x50mm floor joist including noggings. | [9 empty] | m |  | 13.1667 | 1.3167 | 0.525 | 15.0083 | 1 | 1 | 15.0083 | 0 | 0.264 | trademan | 4.4 | 1.1616 | 0 |  |  |  | 0 | 0 | 16.1699 | 0
[17 empty] | 0 |  |  | 0 | 0 |  |  |  | 0 | 0 |  |  |  | 0 | 0 | 0 | 0
|  | 100x50mm herringbone strutting. | [9 empty] | m | $50.00/pc | 6.1667 | 0.61667 | 0.175 | 6.9583 | 1 | 1 | 6.9583 | 0 | 0.17 | trademan | 5.7 | 0.969 | 0 |  |  |  | 0 | 0 | 7.9273 | 0
[17 empty] | 0 |  |  | 0 | 0 |  |  |  | 0 | 0 |  |  |  | 0 | 0 | 0 | 0
|  | 150x50mm herringbone strutting | [9 empty] | m | $62.00/ pc | 4.6667 | 0.46667 | 0.2625 | 5.3958 | 1 | 1 | 5.3958 | 0 | 0.276 | trademan | 5.7 | 1.5732 | 0 |  |  |  | 0 | 0 | 6.969 | 0
[17 empty] | 0 |  |  | 0 | 0 |  |  |  | 0 | 0 |  |  |  | 0 | 0 | 0 | 0
|  | 200x50mm herringboe strutting | [9 empty] | m |  | 10.6667 | 1.0667 | 0.2625 | 11.9958 | 1 | 1 | 11.9958 | 0 | 0.3 | trademan | 4.4 | 1.32 | 0 |  |  |  | 0 | 0 | 13.3158 | 0
[17 empty] | 0 |  |  | 0 | 0 |  |  |  | 0 | 0 |  |  |  | 0 | 0 | 0 | 0
|  | Beam / Bearer | [17 empty] | 0 | 0 |  |  |  | 0 | 0 |  |  |  | 0 | 0 |  | 0
|  | 150x50mm timber beam bolted to post. | [9 empty] | m |  | 4.6667 | 0.46667 | 0.93333 | 6.0667 | 1 | 1 | 6.0667 | 0 | 0.4 | L/Hand and trademan | 5.7 | 2.28 | 0 |  |  |  | 0 | 0 | 8.3467 | 0
[17 empty] | 0 |  |  | 0 | 0 |  |  |  | 0 | 0 |  |  |  | 0 | 0 | 0 | 0
|  | 150x75mm timber beam / bearer bolted to post. | [9 empty] | m | (Pc sum $15/m) | 15 | 1.5 | 3 | 19.5 | 1 | 1 | 19.5 | 0 | 0.44 | L/Hand and trademan | 5.7 | 2.508 | 0 |  |  |  | 0 | 0 | 22.008 | 0
[17 empty] | 0 |  |  | 0 | 0 |  |  |  | 0 | 0 |  |  |  | 0 | 0 | 0 | 0
|  | 200x50mm timber beam / bearer bolted to post. | [9 empty] | m |  | 10.6667 | 1.0667 | 2.1333 | 13.8667 | 1 | 1 | 13.8667 | 0 | 0.5 | L/Hand and trademan | 4.4 | 2.2 | 0 |  |  |  | 0 | 0 | 16.0667 | 0
[17 empty] | 0 |  |  | 0 | 0 |  |  |  | 0 | 0 |  |  |  | 0 | 0 | 0 | 0
|  | 200x75mm timber beam / bearer bolted to post. | [9 empty] | m | (Pc sum $18/m) | 18 | 1.8 | 3.6 | 23.4 | 1 | 1 | 23.4 | 0 | 0.55 | L/Hand and trademan | 5.7 | 3.135 | 0 |  |  |  | 0 | 0 | 26.535 | 0
[17 empty] | 0 |  |  | 0 | 0 |  |  |  | 0 | 0 |  |  |  | 0 | 0 | 0 | 0
|  | 200x100mm timber beam/bearer bolted to post. | [9 empty] | m | (Pc sum $19/m) | 19 | 1.9 | 3.8 | 24.7 | 1 | 1 | 24.7 | 0 | 0.7 | L/Hand and trademan | 5.7 | 3.99 | 0 |  |  |  | 0 | 0 | 28.69 | 0
[17 empty] | 0 |  |  | 0 | 0 |  |  |  | 0 | 0 |  |  |  | 0 | 0 | 0 | 0
|  | 300x100mm timber beam/bearer bolted to post. | [9 empty] | m | (Pc sum $26.70/m) | 26.7 | 2.67 | 5.34 | 34.71 | 1 | 1 | 34.71 | 0 | 0.8 | L/Hand and trademan | 5.7 | 4.56 | 0 |  |  |  | 0 | 0 | 39.27 | 0
[17 empty] | 0 |  |  | 0 | 0 |  |  |  | 0 | 0 |  |  |  | 0 | 0 | 0 | 0
|  | Timber Piles | [14 empty] | 0 |  |  | 0 | 0 |  |  |  | 0 | 0 |  |  |  | 0 | 0 | 0 | 0
[17 empty] | 0 |  |  | 0 | 0 |  |  |  | 0 | 0 |  |  |  | 0 | 0 | 0 | 0
|  | 300mm diameter timber pile set in concrete base | [9 empty] | m | (Pc sum $40/m) | 40 | 4 | 0 | 44 | 1 | 1 | 44 | 0 | 0.96 | L/Hand and trademan | 5.7 | 5.472 | 0 |  |  |  | 0 | 0 | 49.472 | 0
[17 empty] | 0 |  |  | 0 | 0 |  |  |  | 0 | 0 |  |  |  | 0 | 0 | 0 | 0
|  | 200mm diameter timber pile set in concrete base | [9 empty] | m | (Pc sum $ 30/m) | 30 | 3 | 0 | 33 | 1 | 1 | 33 | 0 | 0.84 | L/Hand and trademan | 5.7 | 4.788 | 0 |  |  |  | 0 | 0 | 37.788 | 0
[17 empty] | 0 |  |  | 0 | 0 |  |  |  | 0 | 0 |  |  |  | 0 | 0 | 0 | 0
|  | 100x100mm timber post on bowmac post U-bracket | [9 empty] | no | (pc sum $60/pc) | 60 | 6 | 40 | 106 | 1 | 1 | 106 | 0 | 0.84 | L/Hand and trademan | 5.7 | 4.788 | 0 |  |  |  | 0 | 0 | 110.788 | 0
|  | galvanised steel with base plate for bolted connection to suilt 100mm | [14 empty] | 0 |  |  | 0 | 0 |  |  |  | 0 | 0 |  |  |  | 0 | 0 | 0 | 0
|  | timber | [14 empty] | 0 |  |  | 0 | 0 |  |  |  | 0 | 0 |  |  |  | 0 | 0 | 0 | 0
[17 empty] | 0 |  |  | 0 | 0 |  |  |  | 0 | 0 |  |  |  | 0 | 0 | 0 | 0
|  | Plate | [14 empty] | 0 |  |  | 0 | 0 |  |  |  | 0 | 0 |  |  |  | 0 | 0 | 0 | 0
|  | 200x50mm wall plate bolted at 1500mm c-c | [9 empty] | m |  | 10.6667 | 1.0667 | 2.1333 | 13.8667 | 1 | 1 | 13.8667 | 0 | 0.36 | L/Hand and trademan | 4.4 | 1.584 | 0 |  |  |  | 0 | 0 | 15.4507 | 0
[17 empty] | 0 |  |  | 0 | 0 |  |  |  | 0 | 0 |  |  |  | 0 | 0 | 0 | 0
|  | 100x50mm wall plate bolted at 1500mm c-c | [9 empty] | m | 0 | 6.1667 | 0.61667 | 1.2333 | 8.0167 | 1 | 1 | 8.0167 | 0 | 0.3 | L/Hand and trademan | 5.7 | 1.71 | 0 |  |  |  | 0 | 0 | 9.7267 | 0
[17 empty] | 0 |  |  | 0 | 0 |  |  |  | 0 | 0 |  |  |  | 0 | 0 | 0 | 0
|  | Wall framing | [14 empty] | 0 |  |  | 0 | 0 |  |  |  | 0 | 0 |  |  |  | 0 | 0 | 0 | 0
|  | Plate | [14 empty] | 0 |  |  | 0 | 0 |  |  |  | 0 | 0 |  |  |  | 0 | 0 | 0 | 0
|  | 75x50mm (M.G) top & btm plate | [9 empty] | m |  | 8 | 0.8 | 1.6 | 10.4 | 1 | 1 | 10.4 | 0 | 0.18 | trademan | 5.7 | 1.026 | 0 |  |  |  | 0 | 0 | 11.426 | 0
[17 empty] | 0 |  |  | 0 | 0 |  |  |  | 0 | 0 |  |  |  | 0 | 0 | 0 | 0
|  | 100x50mm (M.G) top & btm plate | [9 empty] | m |  | 6.1667 | 0.61667 | 1.2333 | 8.0167 | 1 | 1 | 8.0167 | 0 | 0.25 | trademan | 5.7 | 1.425 | 0 |  |  |  | 0 | 0 | 9.4417 | 0
[17 empty] | 0 |  |  | 0 | 0 |  |  |  | 0 | 0 |  |  |  | 0 | 0 | 0 | 0
|  | Stud | [14 empty] | 0 |  |  | 0 | 0 |  |  |  | 0 | 0 |  |  |  | 0 | 0 | 0 | 0
|  | 75x50mm (M.G) | [9 empty] | m |  | 8 | 0.8 | 0.13125 | 8.9313 | 1 | 1 | 8.9313 | 0 | 0.144 | trademan | 5.7 | 0.8208 | 0 |  |  |  | 0 | 0 | 9.7521 | 0
[17 empty] | 0 |  |  | 0 | 0 |  |  |  | 0 | 0 |  |  |  | 0 | 0 | 0 | 0
|  | 100x50mm (M.G) | [9 empty] | m |  | 6.1667 | 0.61667 | 0.175 | 6.9583 | 1 | 1 | 6.9583 | 0 | 0.156 | trademan | 5.7 | 0.8892 | 0 |  |  |  | 0 | 0 | 7.8475 | 0
[17 empty] | 0 |  |  | 0 | 0 |  |  |  | 0 | 0 |  |  |  | 0 | 0 | 0 | 0
|  | 150x50mm | [9 empty] | m |  | 4.6667 | 0.46667 | 0.2625 | 5.3958 | 1 | 1 | 5.3958 | 0 | 0.2 | trademan | 5.7 | 1.14 | 0 |  |  |  | 0 | 0 | 6.5358 | 0
[17 empty] | 0 |  |  | 0 | 0 |  |  |  | 0 | 0 |  |  |  | 0 | 0 | 0 | 0
|  | Jack stud | [14 empty] | 0 |  |  | 0 | 0 |  |  |  | 0 | 0 |  |  |  | 0 | 0 | 0 | 0
|  | 75x50mm (M.G) | [9 empty] | m |  | 8 | 0.8 | 0.13125 | 8.9313 | 1 | 1 | 8.9313 | 0 | 0.156 | trademan | 5.7 | 0.8892 | 0 |  |  |  | 0 | 0 | 9.8205 | 0
[17 empty] | 0 |  |  | 0 | 0 |  |  |  | 0 | 0 |  |  |  | 0 | 0 | 0 | 0
[17 empty] | 0 |  |  | 0 | 0 |  |  |  | 0 | 0 |  |  |  | 0 | 0 | 0 | 0
|  | 100x50mm (M.G) | [9 empty] | m |  | 6.1667 | 0.61667 | 0.175 | 6.9583 | 1 | 1 | 6.9583 | 0 | 0.156 | trademan | 5.7 | 0.8892 | 0 |  |  |  | 0 | 0 | 7.8475 | 0
[17 empty] | 0 |  |  | 0 | 0 |  |  |  | 0 | 0 |  |  |  | 0 | 0 | 0 | 0
|  | 150x50mm | [9 empty] | m |  | 4.6667 | 0.46667 | 0.2625 | 5.3958 | 1 | 1 | 5.3958 | 0 | 0.288 | trademan | 5.7 | 1.6416 | 0 |  |  |  | 0 | 0 | 7.0374 | 0
[17 empty] | 0 |  |  | 0 | 0 |  |  |  | 0 | 0 |  |  |  | 0 | 0 | 0 | 0
|  | Dwang | [14 empty] | 0 |  |  | 0 | 0 |  |  |  | 0 | 0 |  |  |  | 0 | 0 | 0 | 0
|  | 75x50mm (M.G) | [9 empty] | m |  | 8 | 1.2 | 0.13125 | 9.3313 | 1 | 1 | 9.3313 | 0 | 0.156 | trademan | 5.7 | 0.8892 | 0 |  |  |  | 0 | 0 | 10.2205 | 0
[17 empty] | 0 |  |  | 0 | 0 |  |  |  | 0 | 0 |  |  |  | 0 | 0 | 0 | 0
|  | 100x50mm (M.G) | [9 empty] | m |  | 6.1667 | 0.925 | 0.175 | 7.2667 | 1 | 1 | 7.2667 | 0 | 0.204 | 1L/H &trademan | 5.7 | 1.1628 | 0 |  |  |  | 0 | 0 | 8.4295 | 0
[17 empty] | 0 |  |  | 0 | 0 |  |  |  | 0 | 0 |  |  |  | 0 | 0 | 0 | 0
|  | 150x50mm | [9 empty] | m |  | 4.6667 | 0.7 | 0.2625 | 5.6292 | 1 | 1 | 5.6292 | 0 | 0.24 | trademan | 5.7 | 1.368 | 0 |  |  |  | 0 | 0 | 6.9972 | 0
[17 empty] | 0 |  |  | 0 | 0 |  |  |  | 0 | 0 |  |  |  | 0 | 0 | 0 | 0
|  | Beam and Lintel | [14 empty] | 0 |  |  | 0 | 0 |  |  |  | 0 | 0 |  |  |  | 0 | 0 | 0 | 0
|  | 100x100mm | [9 empty] | m |  | 60 | 6 | 0.35 | 66.35 | 1 | 1 | 66.35 | 0 | 0.312 | 1L/H &trademan | 5.7 | 1.7784 | 0 |  |  |  | 0 | 0 | 68.1284 | 0
[17 empty] | 0 |  |  | 0 | 0 |  |  |  | 0 | 0 |  |  |  | 0 | 0 | 0 | 0
|  | 150x100mm | [9 empty] | m | Pc sum $23/m | 23 | 2.3 | 0.525 | 25.825 | 1 | 1 | 25.825 | 0 | 0.432 | 1L/H &trademan | 5.7 | 2.4624 | 0 |  |  |  | 0 | 0 | 28.2874 | 0
[17 empty] | 0 |  |  | 0 | 0 |  |  |  | 0 | 0 |  |  |  | 0 | 0 | 0 | 0
|  | 200x100mm | [9 empty] | m | pc sum $30/m | 30 | 3 | 0.7 | 33.7 | 1 | 1 | 33.7 | 0 | 0.46 | 1L/H &trademan | 4.4 | 2.024 | 0 |  |  |  | 0 | 0 | 35.724 | 0
[17 empty] | 0 |  |  | 0 | 0 |  |  |  | 0 | 0 |  |  |  | 0 | 0 | 0 | 0
|  | 250x100mm | [9 empty] | m | pc sum $40/m | 40 | 4 | 0.875 | 44.875 | 1 | 1 | 44.875 | 0 | 0.5 | 1L/H &trademan | 4.4 | 2.2 | 0 |  |  |  | 0 | 0 | 47.075 | 0
[17 empty] | 0 |  |  | 0 | 0 |  |  |  | 0 | 0 |  |  |  | 0 | 0 | 0 | 0
|  | Bracing | [14 empty] | 0 |  |  | 0 | 0 |  |  |  | 0 | 0 |  |  |  | 0 | 0 | 0 | 0
|  | Metal angle diagonal bracing | [9 empty] | m | pc sum ($10/m) | 10 | 0 | 1 | 11 | 1 | 1 | 11 | 0 | 0.12 | 1L/H &trademan | 4.4 | 0.528 | 0 |  |  |  | 0 | 0 | 11.528 | 0
[17 empty] | 0 |  |  | 0 | 0 |  |  |  | 0 | 0 |  |  |  | 0 | 0 | 0 | 0
|  | Plywood sheet bracing fixed over framing | [9 empty] | m2 | $179/sheet | 62.1528 | 6.2153 | 0.42 | 68.7881 | 1 | 1 | 68.7881 | 0 | 0.4 | 1L/H &trademan | 5.7 | 2.28 | 0 |  |  |  | 0 | 0 | 71.0681 | 0
[17 empty] | 0 |  |  | 0 | 0 |  |  |  | 0 | 0 |  |  |  | 0 | 0 | 0 | 0
|  | Roof and ceiling framing | [14 empty] | 0 |  |  | 0 | 0 |  |  |  | 0 | 0 |  |  |  | 0 | 0 | 0 | 0
|  | Ceiling joist | [14 empty] | 0 |  |  | 0 | 0 |  |  |  | 0 | 0 |  |  |  | 0 | 0 | 0 | 0
|  | 100x50mm | [9 empty] | m |  | 6.1667 | 0.61667 | 0.175 | 6.9583 | 1 | 1 | 6.9583 | 0 | 0.2 | 1L/H &trademan | 5.7 | 1.14 | 0 |  |  |  | 0 | 0 | 8.0983 | 0
|  | 150x50mm | [9 empty] | m |  | 4.6667 | 0.7 | 0.2625 | 5.6292 | 1 | 1 | 5.6292 | 0 | 0.2 | 1L/H &trademan | 5.7 | 1.14 | 0 |  |  |  | 0 | 0 | 6.7692 | 0
|  | 50x50mm | [9 empty] | m |  | 3.5 | 0.35 | 0.0875 | 3.9375 | 1 | 1 | 3.9375 | 0 | 0.18 | 1L/H &trademan | 5.7 | 1.026 | 0 |  |  |  | 0 | 0 | 4.9635 | 0
|  | Ceiling dwang | [14 empty] | 0 |  |  | 0 | 0 |  |  |  | 0 | 0 |  |  |  | 0 | 0 | 0 | 0
|  | 100x50mm | [9 empty] | m |  | 6.1667 | 0.925 | 0.175 | 7.2667 | 1 | 1 | 7.2667 | 0 | 0.24 | L/Hand and trademan | 5.7 | 1.368 | 0 |  |  |  | 0 | 0 | 8.6347 | 0
|  | 150x50mm | [9 empty] | m |  | 4.6667 | 0.7 | 0.2625 | 5.6292 | 1 | 1 | 5.6292 | 0 | 0.288 | L/Hand and trademan | 5.7 | 1.6416 | 0 |  |  |  | 0 | 0 | 7.2708 | 0
|  | 50x50mm | [9 empty] | m |  | 3.5 | 0.525 | 0.0875 | 4.1125 | 1 | 1 | 4.1125 | 0 | 0.2 | L/Hand and trademan | 5.7 | 1.14 | 0 |  |  |  | 0 | 0 | 5.2525 | 0
[17 empty] | 0 |  |  | 0 | 0 |  |  |  | 0 | 0 |  |  |  | 0 | 0 | 0 | 0
[17 empty] | 0 |  |  | 0 | 0 |  |  |  | 0 | 0 |  |  |  | 0 | 0 | 0 | 0
Rafter
|  | 100x50mm | [9 empty] | m |  | 6.75 | 0.675 | 0.175 | 7.6 | 1 | 1 | 7.6 | 0 | 0.216 | L/Hand and trademan | 5.7 | 1.2312 | 0 |  |  |  | 0 | 0 | 8.8312 | 0
|  | 150x50mm | [9 empty] | m |  | 4.6667 | 0.46667 | 0.2625 | 5.3958 | 1 | 1 | 5.3958 | 0 | 0.24 | L/Hand and trademan | 5.7 | 1.368 | 0 |  |  |  | 0 | 0 | 6.7638 | 0
|  | 200x50mm | [9 empty] | m |  | 10.6667 | 1.0667 | 0.35 | 12.0833 | 1 | 1 | 12.0833 | 0 | 0.264 | L/Hand and trademan | 5.7 | 1.5048 | 0 |  |  |  | 0 | 0 | 13.5881 | 0
[17 empty] | 0 |  |  | 0 | 0 |  |  |  | 0 | 0 |  |  |  | 0 | 0 | 0 | 0
|  | Collar tie | [14 empty] | 0 |  |  | 0 | 0 |  |  |  | 0 | 0 |  |  |  | 0 | 0 | 0 | 0
|  | 100x25mm | [9 empty] | m |  | 6.75 | 0.675 | 0.175 | 7.6 | 1 | 1 | 7.6 | 0 | 0.17 | L/Hand and trademan | 5.7 | 0.969 | 0 |  |  |  | 0 | 0 | 8.569 | 0
|  | 150x25mm | [9 empty] | m |  | 4.6667 | 0.46667 | 0.2625 | 5.3958 | 1 | 1 | 5.3958 | 0 | 0.187 | L/Hand and trademan | 5.7 | 1.0659 | 0 |  |  |  | 0 | 0 | 6.4617 | 0
|  | 200x25mm | [9 empty] | m | $64.00per piece | 10.6667 | 1.0667 | 0.35 | 12.0833 | 1 | 1 | 12.0833 | 0 | 0.2057 | L/Hand and trademan | 5.7 | 1.1725 | 0 |  |  |  | 0 | 0 | 13.2558 | 0
[17 empty] | 0 |  |  | 0 | 0 |  |  |  | 0 | 0 |  |  |  | 0 | 0 | 0 | 0
|  | Strut and Brace | [14 empty] | 0 |  |  | 0 | 0 |  |  |  | 0 | 0 |  |  |  | 0 | 0 | 0 | 0
|  | 150x50mm | [9 empty] | m |  | 4.6667 | 0.46667 | 0.2625 | 5.3958 | 1 | 1 | 5.3958 | 0 | 0.1728 | L/Hand and trademan | 5.7 | 0.98496 | [6 empty] | 6.3808 | 0
|  | 100x50mm | [9 empty] | m |  | 6.1667 | 0.675 | 0.175 | 7.0167 | 1 | 1 | 7.0167 | 0 | 0.144 | L/Hand and trademan | 5.7 | 0.8208 | 0 |  |  |  | 0 | 0 | 7.8375 | 0
|  | 75x50mm | [9 empty] | m |  | 8 | 0.8 | 0.13125 | 8.9313 | 1 | 1 | 8.9313 | 0 | 0.12 | L/Hand and trademan | 5.7 | 0.684 | 0 |  |  |  | 0 | 0 | 9.6152 | 0
|  | 50x50mm | [9 empty] | m |  | 3.5 | 0.35 | 0.0875 | 3.9375 | 1 | 1 | 3.9375 | 0 | 0.1 | L/Hand and trademan | 5.7 | 0.57 | 0 |  |  |  | 0 | 0 | 4.5075 | 0
[17 empty] | 0 |  |  | 0 | 0 |  |  |  | 0 | 0 |  |  |  | 0 | 0 | 0 | 0
|  | Hip rafter | [14 empty] | 0 |  |  | 0 | 0 |  |  |  | 0 | 0 |  |  |  | 0 | 0 | 0 | 0
|  | 100x50mm | [9 empty] | m |  | 6.75 | 0.675 | 0.175 | 7.6 | 1 | 1 | 7.6 | 0 | 0.216 | L/Hand and trademan | 5.7 | 1.2312 | 0 |  |  |  | 0 | 0 | 8.8312 | 0
|  | 150x50mm | [9 empty] | m |  | 4.6667 | 0.46667 | 0.2625 | 5.3958 | 1 | 1 | 5.3958 | 0 | 0.24 | L/Hand and trademan | 5.7 | 1.368 | 0 |  |  |  | 0 | 0 | 6.7638 | 0
|  | 200x50mm | [9 empty] | m |  | 10.6667 | 1.0667 | 0.35 | 12.0833 | 1 | 1 | 12.0833 | 0 | 0.264 | L/Hand and trademan | 5.7 | 1.5048 | 0 |  |  |  | 0 | 0 | 13.5881 | 0
[21 empty] | 0 |  |  |  | 0 | 0 |  |  |  | 0 | 0 |  | 0
|  | Valley rafter | [14 empty] | 0 |  |  | 0 | 0 |  |  |  | 0 | 0 |  |  |  | 0 | 0 | 0 | 0
|  | 100x50mm | [9 empty] | m |  | 6.1667 | 0.61667 | 0.175 | 6.9583 | 1 | 1 | 6.9583 | 0 | 0.216 | L/Hand and trademan | 5.7 | 1.2312 | 0 |  |  |  | 0 | 0 | 8.1895 | 0
|  | 150x50mm | [9 empty] | m |  | 4.6667 | 0.46667 | 0.2625 | 5.3958 | 1 | 1 | 5.3958 | 0 | 0.24 | L/Hand and trademan | 5.7 | 1.368 | 0 |  |  |  | 0 | 0 | 6.7638 | 0
|  | 200x50mm | [9 empty] | m |  | 10.6667 | 1.0667 | 0.35 | 12.0833 | 1 | 1 | 12.0833 | 0 | 0.264 | L/Hand and trademan | 5.7 | 1.5048 | 0 |  |  |  | 0 | 0 | 13.5881 | 0
|  | Valley Board | [18 empty] | 0 |  |  |  | 0 | 0 |  |  |  | 0 | 0 |  | 0
|  | 200x50mm | [9 empty] | m |  | 10.6667 | 1.0667 | 0.175 | 11.9083 | 1 | 1 | 11.9083 | 0 | 0.22 | L/Hand and trademan | 5.7 | 1.254 | 0 |  |  |  | 0 | 0 | 13.1623 | 0
|  | 200x25mm | [9 empty] | m |  | 10.6667 | 1.0667 | 0.35 | 12.0833 | 1 | 1 | 12.0833 | 0 | 0.18 | L/Hand and trademan | 5.7 | 1.026 | 0 |  |  |  | 0 | 0 | 13.1093 | 0
[17 empty] | 0 |  |  | 0 | 0 |  |  |  | 0 | 0 |  |  |  | 0 | 0 | 0 | 0
|  | Prefabricated roof trusses (erection only) | [14 empty] | 0 |  |  | 0 | 0 |  |  |  | 0 | 0 |  |  |  | 0 | 0 | 0 | 0
|  | Up to 6m span | [9 empty] | No |  |  |  |  | 0 |  |  | 0 | 0 | 1.8 | L/Hand and 3trademan | 5.7 | 10.26 | 0 | temp props | 1.026 | 1 | 1.026 | 0 | 11.286 | 0
|  | 9m span | [9 empty] | No |  |  |  |  | 0 |  |  | 0 | 0 | 2.4 | L/Hand and 3trademan | 5.7 | 13.68 | 0 |  | 1.368 | 1 | 1.368 | 0 | 15.048 | 0
|  | 12m span | [9 empty] | No |  |  |  |  | 0 |  |  | 0 | 0 | 4 | L/Hand and 3trademan | 5.7 | 22.8 | 0 |  | 2.28 | 1 | 2.28 | 0 | 25.08 | 0
[17 empty] | 0 |  |  | 0 | 0 |  |  |  | 0 | 0 |  |  |  | 0 | 0 | 0 | 0
|  | Purlin | [14 empty] | 0 |  |  | 0 | 0 |  |  |  | 0 | 0 |  |  |  | 0 | 0 | 0 | 0
|  | 100x50mm | [9 empty] | m |  | 6.75 | 0.675 | 0.175 | 7.6 | 1 | 1 | 7.6 | 0 | 0.18 | L/Hand and trademan | 5.7 | 1.026 | 0 |  |  |  | 0 | 0 | 8.626 | 0
|  | 75x50mm | [9 empty] | m |  | 8 | 0.8 | 0.13125 | 8.9313 | 1 | 1 | 8.9313 | 0 | 0.144 | L/Hand and trademan | 5.7 | 0.8208 | 0 |  |  |  | 0 | 0 | 9.7521 | 0
|  | 50x50mm | [9 empty] | m |  | 3.5 | 0.35 | 0.0875 | 3.9375 | 1 | 1 | 3.9375 | 0 | 0.12 | L/Hand and trademan | 5.7 | 0.684 | 0 |  |  |  | 0 | 0 | 4.6215 | 0
[17 empty] | 0 |  |  | 0 | 0 |  |  |  | 0 | 0 |  |  |  | 0 | 0 | 0 | 0
|  | Eaves / Gable framing | [14 empty] | 0 |  |  | 0 | 0 |  |  |  | 0 | 0 |  |  |  | 0 | 0 | 0 | 0
|  | 75x50mm | [9 empty] | m |  | 8 | 0.8 | 0.13125 | 8.9313 | 1 | 1 | 8.9313 | 0 | 0.2 | L/Hand and trademan | 5.7 | 1.14 | 0 |  |  |  | 0 | 0 | 10.0713 | 0
|  | 100x50mm | [9 empty] | m |  | 6.75 | 0.675 | 0.175 | 7.6 | 1 | 1 | 7.6 | 0 | 0.24 | L/Hand and trademan | 5.7 | 1.368 | 0 |  |  |  | 0 | 0 | 8.968 | 0
|  | 150x50mm | [9 empty] | m |  | 4.6667 | 0.46667 | 0.2625 | 5.3958 | 1 | 1 | 5.3958 | 0 | 0.3 | L/Hand and trademan | 5.7 | 1.71 | 0 |  |  |  | 0 | 0 | 7.1058 | 0
|  | 50x50mm | [9 empty] | m |  | 3.5 | 0.35 | 0.0875 | 3.9375 | 1 | 1 | 3.9375 | 0 | 0.216 | L/Hand and trademan | 5.7 | 1.2312 | 0 |  |  |  | 0 | 0 | 5.1687 | 0
|  | Fascia board | [14 empty] | 0 |  |  | 0 | 0 |  |  |  | 0 | 0 |  |  |  | 0 | 0 | 0 | 0
|  | 200x25mm | [9 empty] | m |  | 10.6667 | 1.0667 | 0.175 | 11.9083 | 1 | 1 | 11.9083 | 0 | 0.2 | L/Hand and trademan | 5.7 | 1.14 | 0 |  |  |  | 0 | 0 | 13.0483 | 0
[17 empty] | 0 |  |  | 0 | 0 |  |  |  | 0 | 0 |  |  |  | 0 | 0 | 0 | 0
|  | Barge board | [14 empty] | 0 |  |  | 0 | 0 |  |  |  | 0 | 0 |  |  |  | 0 | 0 | 0 | 0
|  | 200x25mm | [9 empty] | m |  | 10.6667 | 1.0667 | 0.175 | 11.9083 | 1 | 1 | 11.9083 | 0 | 0.24 | L/Hand and trademan | 5.7 | 1.368 | 0 |  |  |  | 0 | 0 | 13.2763 | 0
[17 empty] | 0 |  |  | 0 | 0 |  |  |  | 0 | 0 |  |  |  | 0 | 0 | 0 | 0
|  | Ridge board | [14 empty] | 0 |  |  | 0 | 0 |  |  |  | 0 | 0 |  |  |  | 0 | 0 | 0 | 0
|  | 150x25mm | [9 empty] | m |  | 4.6667 | 0.46667 | 0.2625 | 5.3958 | 1 | 1 | 5.3958 | 0 | 0.2 | L/Hand and trademan | 5.7 | 1.14 | 0 |  |  |  | 0 | 0 | 6.5358 | 0
|  | 200x25mm | [9 empty] | m | 10.6667 | 10.6667 | 1.0667 | 0.175 | 11.9083 | 1 | 1 | 11.9083 | 0 | 0.22 | L/Hand and trademan | 5.7 | 1.254 | 0 |  |  |  | 0 | 0 | 13.1623 | 0
|  | 100x50mm | [9 empty] | m |  | 6.75 | 0.675 | 0.175 | 7.6 | 1 | 1 | 7.6 | 0 | 0.17 | L/Hand and trademan | 5.7 | 0.969 | 0 |  |  |  | 0 | 0 | 8.569 | 0
[17 empty] | 0 |  |  | 0 | 0 |  |  |  | 0 | 0 |  |  |  | 0 | 0 | 0 | 0
|  | Battens | [14 empty] | 0 |  |  | 0 | 0 |  |  |  | 0 | 0 |  |  |  | 0 | 0 | 0 | 0
|  | Furring to floors, walls, ceilings and the like shall be measured seperately in | [14 empty] | 0 |  |  | 0 | 0 |  |  |  | 0 | 0 |  |  |  | 0 | 0 | 0 | 0
|  | metres | [14 empty] | 0 |  |  | 0 | 0 |  |  |  | 0 | 0 |  |  |  | 0 | 0 | 0 | 0
|  | Floors | [14 empty] | 0 |  |  | 0 | 0 |  |  |  | 0 | 0 |  |  |  | 0 | 0 | 0 | 0
|  | 20x 6mm strip batten | [9 empty] | m |  | 1.5 | 0.15 | 0.042 | 1.692 | 1 | 1 | 1.692 | 0 | 0.192 | L/Hand and trademan | 5.7 | 1.0944 | 0 |  |  |  | 0 | 0 | 2.7864 | 0
|  | 50x6mm strip batten | [9 empty] | m |  | 2.8 | 0.28 | 0.105 | 3.185 | 1 | 1 | 3.185 | 0 | 0.24 | L/Hand and trademan | 5.7 | 1.368 | 0 |  |  |  | 0 | 0 | 4.553 | 0
|  | 100x10mm strip batten | [9 empty] | m |  | 4.9 | 0.49 | 0.175 | 5.565 | 1 | 1 | 5.565 | 0 | 0.25 | L/Hand and trademan | 5.7 | 1.425 | 0 |  |  |  | 0 | 0 | 6.99 | 0
[17 empty] | 0 |  |  | 0 | 0 |  |  |  | 0 | 0 |  |  |  | 0 | 0 | 0 | 0
|  | Walls | [14 empty] | 0 |  |  | 0 | 0 |  |  |  | 0 | 0 |  |  |  | 0 | 0 | 0 | 0
|  | 20x 6mm strip batten | [9 empty] | m |  | 1.5 | 0.15 | 0.042 | 1.692 | 1 | 1 | 1.692 | 0 | 0.2304 | L/Hand and trademan | 5.7 | 1.3133 | 0 |  |  |  | 0 | 0 | 3.0053 | 0
|  | 50x6mm strip batten | [9 empty] | m |  | 2.8 | 0.28 | 0.105 | 3.185 | 1 | 1 | 3.185 | 0 | 0.288 | L/Hand and trademan | 5.7 | 1.6416 | 0 |  |  |  | 0 | 0 | 4.8266 | 0
|  | 100x10mm strip batten | [9 empty] | m |  | 4.9 | 0.49 | 0.175 | 5.565 | 1 | 1 | 5.565 | 0 | 0.3 | L/Hand and trademan | 5.7 | 1.71 | 0 |  |  |  | 0 | 0 | 7.275 | 0
[17 empty] | 0 |  |  | 0 | 0 |  |  |  | 0 | 0 |  |  |  | 0 | 0 | 0 | 0
|  | Ceiling | [14 empty] | 0 |  |  | 0 | 0 |  |  |  | 0 | 0 |  |  |  | 0 | 0 | 0 | 0
|  | 20x 6mm strip batten | [9 empty] | m |  | 1.5 | 0.15 | 0.042 | 1.692 | 1 | 1 | 1.692 | 0 | 0.25344 | L/Hand and trademan | 5.7 | 1.4446 | 0 |  |  |  | 0 | 0 | 3.1366 | 0
|  | 50x6mm strip batten | [9 empty] | m |  | 2.8 | 0.28 | 0.105 | 3.185 | 1 | 1 | 3.185 | 0 | 0.3168 | L/Hand and trademan | 5.7 | 1.8058 | 0 |  |  |  | 0 | 0 | 4.9908 | 0
|  | 100x10mm strip batten | [9 empty] | m |  | 4.9 | 0.49 | 0.175 | 5.565 | 1 | 1 | 5.565 | 0 | 0.33 | L/Hand and trademan | 5.7 | 1.881 | 0 |  |  |  | 0 | 0 | 7.446 | 0
[17 empty] | 0 |  |  | 0 | 0 |  |  |  | 0 | 0 |  |  |  | 0 | 0 | 0 | 0
|  | Flooring and linings | [14 empty] | 0 |  |  | 0 | 0 |  |  |  | 0 | 0 |  |  |  | 0 | 0 | 0 | 0
|  | Fibre cement sheet 18mm thickness (Hardie panel) 1800x1200m | [8 empty] | 92 | m2 | 220/sht | 76.3889 | 7.6389 | 2.016 | 86.0438 | 1 | 1 | 86.0438 | 7916.0276 | 0.456 | L/Hand and trademan | 5.7 | 2.5992 | 239.1264 |  |  |  | 0 | 0 | 88.643 | 8155.154
| 18 |  | Total | 1 | 1 | 19 | 4.8 | 91.2
|  | Tongue and grooved 100x25mm | [9 empty] | m2 |  | 120 | 12 | 1.05 | 133.05 | 1 | 1 | 133.05 | 0 | 1.5 | L/Hand and trademan | 5.7 | 8.55 | 0 |  |  |  | 0 | 0 | 141.6 | 0
|  | Tongue and grooved 100x25mm end matched | [9 empty] | m2 |  | 120 | 12 | 1.05 | 133.05 | 1 | 1 | 133.05 | 0 | 1.2 | L/Hand and trademan | 5.7 | 6.84 | 0 |  |  |  | 0 | 0 | 139.89 | 0
[17 empty] | 0 |  |  | 0 | 0 |  |  |  | 0 | 0 |  |  |  | 0 | 0 | 0 | 0
|  | Particle board 20mm thick | [9 empty] | m2 | 250/sht | 86.8056 | 8.6806 | 2.016 | 97.5021 | 1 | 1 | 97.5021 | 0 | 0.48 | L/Hand and trademan | 5.7 | 2.736 | 0 |  |  |  | 0 | 0 | 100.2381 | 0
[17 empty] | 0 |  |  | 0 | 0 |  |  |  | 0 | 0 |  |  |  | 0 | 0 | 0 | 0
|  | Extra value for forming mitred angles | [9 empty] | m |  |  |  |  | 0 |  |  | 0 | 0 | 0.2 | Trademan | 5.7 | 1.14 | 0 |  |  |  | 0 | 0 | 1.14 | 0
|  | Extra value for forming inscribed angles | [9 empty] | m |  |  |  |  | 0 |  |  | 0 | 0 | 0.2 | Trademan | 5.7 | 1.14 | 0 |  |  |  | 0 | 0 | 1.14 | 0
|  | Extra value for stripping lining not exceeding 300mm wide | [9 empty] | m |  |  |  |  | 0 |  |  | 0 | 0 | 0.25 | Trademan | 5.7 | 1.425 | 0 |  |  |  | 0 | 0 | 1.425 | 0
[17 empty] | 0 |  |  | 0 | 0 |  |  |  | 0 | 0 |  |  |  | 0 | 0 | 0 | 0
[17 empty] | 0 |  |  | 0 | 0 |  |  |  | 0 | 0 |  |  |  | 0 | 0 | 0 | 0
|  | Sheathings to beams, columns, and dados | [14 empty] | 0 |  |  | 0 | 0 |  |  |  | 0 | 0 |  |  |  | 0 | 0 | 0 | 0
|  | Hardboard cladding | [9 empty] | m2 | 24.5 | 8.5069 | 0.85069 | 4.536 | 13.8936 | 1 | 1 | 13.8936 | 0 | 1.3 | L/Hand and trademan | 5.7 | 7.41 | 0 |  |  |  | 0 | 0 | 21.3036 | 0
|  | Gib plastered board | [9 empty] | m2 | 220 | 76.3889 | 7.6389 | 2.016 | 86.0438 | 1 | 1 | 86.0438 | 0 | 1.56 | L/Hand and trademan | 5.7 | 8.892 | 0 |  |  |  | 0 | 0 | 94.9358 | 0
[17 empty] | 0 |  |  | 0 | 0 |  |  |  | 0 | 0 |  |  |  | 0 | 0 | 0 | 0
|  | Raking cutting to lining | [9 empty] | m |  |  |  |  | 0 |  |  | 0 | 0 | 0.28 | Trademan | 5.7 | 1.596 | 0 |  |  |  | 0 | 0 | 1.596 | 0
[17 empty] | 0 |  |  | 0 | 0 |  |  |  | 0 | 0 |  |  |  | 0 | 0 | 0 | 0
|  | Form recess in lining for light fittings | [9 empty] | no |  |  |  |  | 0 |  |  | 0 | 0 | 0.25 | Trademan | 5.7 | 1.425 | 0 |  |  |  | 0 | 0 | 1.425 | 0
[17 empty] | 0 |  |  | 0 | 0 |  |  |  | 0 | 0 |  |  |  | 0 | 0 | 0 | 0
|  | Sanding to surface of flooring to receive a smooth finish | [9 empty] | m2 | Pc sum $5/m2 | 5 | 0 | 0 | 5 | 1 | 1 | 5 | 0 | 0.312 | Trademan | 5.7 | 1.7784 | 0 |  |  |  | 0 | 0 | 6.7784 | 0
|  | (Flush and clean, fine sanding to floor including punching nails and filling holes) | [14 empty] | 0 |  |  | 0 | 0 |  |  |  | 0 | 0 |  |  |  | 0 | 0 | 0 | 0
[17 empty] | 0 |  |  | 0 | 0 |  |  |  | 0 | 0 |  |  |  | 0 | 0 | 0 | 0
|  | Lining and Cladding | [14 empty] | 0 |  |  | 0 | 0 |  |  |  | 0 | 0 |  |  |  | 0 | 0 | 0 | 0
|  | Wall | [14 empty] | 0 |  |  | 0 | 0 |  |  |  | 0 | 0 |  |  |  | 0 | 0 | 0 | 0
|  | 13mm plasterboard (knauf fireshield) 3600mm x 1200mm | [8 empty] | 594 | m2 | Labour - 1 carpenter at 0.7 mhrs | 13.8889 | 1.3889 | 0.7128 | 15.9906 | 1 | 1 | 15.9906 | 9498.4032 | 0.7 | Trademan | 5.7 | 3.99 | 2370.06 |  |  |  | 0 | 0 | 19.9806 | 11868.4632
|  |  | Interior wall | 2 | 2 | 38 | 3.17 | 481.84
|  |  | Door 4,5,6,7 | -2 | 4 | 2 | 0.92 | -14.72
|  |  | Door 10,11,12,13,16 | -2 | 5 | 2 | 1 | -20
|  |  | Exterior |  |  |  |  | 146.872
593.992
[17 empty] | 0 |  |  | 0 | 0 |  |  |  | 0 | 0 |  |  |  | 0 | 0 | 0 | 0
|  | Weatherboard lining to exterior (4200mm x 230mm) | [6 empty] | 296.996 |  | 147 | m2 |  | 41.6667 | 1.3889 | 0.7128 | 43.7684 | 1 | 1 | 43.7684 | 6433.9483 | 0.7 | Trademan | 5.7 | 3.99 | 586.53 |  |  |  | 0 | 0 | 47.7584 | 7020.4783
|  |  | Total | 1 | 1 | 69.6 | 3.17 | 220.632 |  |  |  |  | 0.966 |  |  |  | 0 |  |  | 0 | 0 |  |  |  | 0 | 0 |  |  |  | 0 | 0 | 0 | 0
|  |  | Door 1 | -1 | 1 | 2 | 1.6 | -3.2
|  |  | Door 2,3,8,9, | -1 | 9 | 2 | 1 | -18
|  |  | Window 1 | -1 | 11 | 2.4 | 1.2 | -31.68
|  |  | Window 2 | -1 | 4 | 0.6 | 0.6 | -1.44
|  |  | Window 3 | -1 | 3 | 1.2 | 1.2 | -4.32
|  |  | Window 4 | -1 | 7 | 1.8 | 1.2 | -15.12
[8 empty] | 146.872 | m2
|  | Extra value to lining not exceeding 300mm girth | [9 empty] | m |  | 12.5 | 1.25 | 0.21384 | 13.9638 | 1 | 1 | 13.9638 | 0 | 0.77 | Trademan | 5.7 | 4.389 | 0 |  |  |  | 0 | 0 | 18.3528 | 0
|  | Pink batts wall insulation (R2.5 glasswool) | [8 empty] | 444 | m2 |  | 7 | 0 | 0 | 7 | 1 | 1 | 7 | 3108 | 0 | 0 | 5.7 | 0 | 0 |  |  |  | 0 | 0 | 7 | 3108
443.868
|  | Stop last with appropriate stopping compound to receive paint finish level | [9 empty] | m2 | Stopping compound pc $2.00/m2 | 2 | 0 | 0 | 2 | 1 | 1 | 2 | 0 | 0.25 | Trademan | 5.7 | 1.425 | 0 |  |  |  | 0 | 0 | 3.425 | 0
[17 empty] | 0 |  |  | 0 | 0 |  |  |  | 0 | 0 |  |  |  | 0 | 0 | 0 | 0
|  | Rake cutting to last | [9 empty] | m |  |  |  |  | 0 |  |  | 0 | 0 | 0.77 | Trademan | 5.7 | 4.389 | 0 |  |  |  | 0 | 0 | 4.389 | 0
[17 empty] | 0 |  |  | 0 | 0 |  |  |  | 0 | 0 |  |  |  | 0 | 0 | 0 | 0
|  | Circular cutting to last | [9 empty] | m |  |  |  |  | 0 |  |  | 0 | 0 | 0.847 | Trademan | 5.7 | 4.8279 | 0 |  |  |  | 0 | 0 | 4.8279 | 0
[17 empty] | 0 |  |  | 0 | 0 |  |  |  | 0 | 0 |  |  |  | 0 | 0 | 0 | 0
|  | Form fair edges to internal angle | [9 empty] | m |  |  |  |  | 0 |  |  | 0 | 0 | 0.847 | Trademan | 5.7 | 4.8279 | 0 |  |  |  | 0 | 0 | 4.8279 | 0
[17 empty] | 0 |  |  | 0 | 0 |  |  |  | 0 | 0 |  |  |  | 0 | 0 | 0 | 0
|  | Form fair edges to external angle | [9 empty] | m |  |  |  |  | 0 |  |  | 0 | 0 | 0.847 | Trademan | 5.7 | 4.8279 | 0 |  |  |  | 0 | 0 | 4.8279 | 0
[17 empty] | 0 |  |  | 0 | 0 |  |  |  | 0 | 0 |  |  |  | 0 | 0 | 0 | 0
|  | Eaves, Gable, & Verge | [14 empty] | 0 |  |  | 0 | 0 |  |  |  | 0 | 0 |  |  |  | 0 | 0 | 0 | 0
|  | Eaves | [14 empty] | 0 |  |  | 0 | 0 |  |  |  | 0 | 0 |  |  |  | 0 | 0 | 0 | 0
|  | Hardboard cladding to eaves | [9 empty] | m2 |  | 41.6667 | 1.3889 | 0.7128 | 43.7684 | 1 | 1 | 43.7684 | 0 | 1.3 | Trademan | 5.7 | 7.41 | 0 |  |  |  | 0 | 0 | 51.1784 | 0
[17 empty] | 0 |  |  | 0 | 0 |  |  |  | 0 | 0 |  |  |  | 0 | 0 | 0 | 0
|  | Extra value to lining not exceeding 300mm girth | [9 empty] | m |  | 12.5 | 1.25 | 0.21384 | 13.9638 | 1 | 1 | 13.9638 | 0 | 1.43 | Trademan | 5.7 | 8.151 | 0 |  |  |  | 0 | 0 | 22.1148 | 0
|  | Stop last with appropriate stopping compound to receive paint finish level | [9 empty] | m2 | Stopping compound pc $2.00/m2 | 2 | 0 | 0 | 2 | 1 | 1 | 2 | 0 | 0.25 | Trademan | 5.7 | 1.425 | 0 |  |  |  | 0 | 0 | 3.425 | 0
|  | - | [14 empty] | 0 |  |  | 0 | 0 |  |  |  | 0 | 0 |  |  |  | 0 | 0 | 0 | 0
|  | Rake cutting to last | [9 empty] | m |  |  |  |  | 0 |  |  | 0 | 0 | 1.43 | Trademan | 5.7 | 8.151 | 0 |  |  |  | 0 | 0 | 8.151 | 0
[17 empty] | 0 |  |  | 0 | 0 |  |  |  | 0 | 0 |  |  |  | 0 | 0 | 0 | 0
|  | Circular cutting to last | [9 empty] | m |  |  |  |  | 0 |  |  | 0 | 0 | 0.847 | Trademan | 5.7 | 4.8279 | 0 |  |  |  | 0 | 0 | 4.8279 | 0
[17 empty] | 0 |  |  | 0 | 0 |  |  |  | 0 | 0 |  |  |  | 0 | 0 | 0 | 0
|  | 100x25mm timber batten to eaves | [9 empty] | m |  | 8 | 0.675 | 0.175 | 8.85 | 1 | 1 | 8.85 | 0 | 0.25 | Trademan | 5.7 | 1.425 | 0 |  |  |  | 0 | 0 | 10.275 | 0
[17 empty] | 0 |  |  | 0 | 0 |  |  |  | 0 | 0 |  |  |  | 0 | 0 | 0 | 0
|  | Gable end | [14 empty] | 0 |  |  | 0 | 0 |  |  |  | 0 | 0 |  |  |  | 0 | 0 | 0 | 0
|  | Hardboard cladding to gable | [9 empty] | m2 |  | 41.6667 | 1.3889 | 0.7128 | 43.7684 | 1 | 1 | 43.7684 | 0 | 1.3 | Trademan | 5.7 | 7.41 | 0 |  |  |  | 0 | 0 | 51.1784 | 0
[17 empty] | 0 |  |  | 0 | 0 |  |  |  | 0 | 0 |  |  |  | 0 | 0 | 0 | 0
|  | Extra value to lining not exceeding 300mm girth | [9 empty] | m |  | 12.5 | 1.25 | 0.21384 | 13.9638 | 1 | 1 | 13.9638 | 0 | 1.43 | Trademan | 5.7 | 8.151 | 0 |  |  |  | 0 | 0 | 22.1148 | 0
|  | Stop last with appropriate stopping compound to receive paint finish level | [9 empty] | m2 | Stopping compound pc $2.00/m2 | 2 | 0 | 0 | 2 | 1 | 1 | 2 | 0 | 0.25 | Trademan | 5.7 | 1.425 | 0 |  |  |  | 0 | 0 | 3.425 | 0
[17 empty] | 0 |  |  | 0 | 0 |  |  |  | 0 | 0 |  |  |  | 0 | 0 | 0 | 0
|  | Rake cutting to last | [9 empty] | m |  |  |  |  | 0 |  |  | 0 | 0 | 1.43 | Trademan | 5.7 | 8.151 | 0 |  |  |  | 0 | 0 | 8.151 | 0
[17 empty] | 0 |  |  | 0 | 0 |  |  |  | 0 | 0 |  |  |  | 0 | 0 | 0 | 0
|  | Ex 150x25mm fixed timber louvre to gable | [9 empty] | m | Labour - 1 carpenter at 0.75 mhrs |  |  |  | 0 |  |  | 0 | 0 |  |  |  | 0 | 0 |  |  |  | 0 | 0 | 0 | 0
[13 empty] | 150x25mm pine price per m | 4.6667 | 0.46667 | 0.2625 | 5.3958 | 1 | 1 | 5.3958 | 0 | 0.2 | Trademan | 5.7 | 1.14 | 0 |  |  |  | 0 | 0 | 6.5358 | 0
[13 empty] | Add 10% for wastage and nails |  |  |  | 0 |  |  | 0 | 0 |  |  |  | 0 | 0 |  |  |  | 0 | 0 | 0 | 0
[17 empty] | 0 |  |  | 0 | 0 |  |  |  | 0 | 0 |  |  |  | 0 | 0 | 0 | 0
|  | Verge soffit | [14 empty] | 0 |  |  | 0 | 0 | 0.847 | Trademan | 5.7 | 4.8279 | 0 |  |  |  | 0 | 0 | 4.8279 | 0
|  | Hardboard cladding to verge soffit | [9 empty] | m2 |  | 41.6667 | 1.3889 | 0.7128 | 43.7684 | 1 | 1 | 43.7684 | 0 | 1.3 | Trademan | 5.7 | 7.41 | 0 |  |  |  | 0 | 0 | 51.1784 | 0
[17 empty] | 0 |  |  | 0 | 0 |  |  |  | 0 | 0 |  |  |  | 0 | 0 | 0 | 0
|  | Extra value to lining not exceeding 300mm girth | [9 empty] | m |  | 12.5 | 1.25 | 0.21384 | 13.9638 | 1 | 1 | 13.9638 | 0 | 1.43 | Trademan | 5.7 | 8.151 | 0 |  |  |  | 0 | 0 | 22.1148 | 0
|  | Stop last with appropriate stopping compound to receive paint finish level | [9 empty] | m2 | Stopping compound pc $2.00/m2 | 2 | 0 | 0 | 2 | 1 | 1 | 2 | 0 | 0.25 | Trademan | 5.7 | 1.425 | 0 |  |  |  | 0 | 0 | 3.425 | 0
[17 empty] | 0 |  |  | 0 | 0 |  |  |  | 0 | 0 |  |  |  | 0 | 0 | 0 | 0
|  | Rake cutting to last | [9 empty] | m |  |  |  |  | 0 |  |  | 0 | 0 | 1.43 | Trademan | 5.7 | 8.151 | 0 |  |  |  | 0 | 0 | 8.151 | 0
[17 empty] | 0 |  |  | 0 | 0 |  |  |  | 0 | 0 |  |  |  | 0 | 0 | 0 | 0
|  | 100x25mm timber batten to eaves | [9 empty] | m |  | 6.75 | 0 | 0 | 6.75 | 1 | 1 | 6.75 | 0 | 0.25 | Trademan | 5.7 | 1.425 | 0 |  |  |  | 0 | 0 | 8.175 | 0
[17 empty] | 0 |  |  | 0 | 0 |  |  |  | 0 | 0 |  |  |  | 0 | 0 | 0 | 0
|  | Ceiling | [14 empty] | 0 |  |  | 0 | 0 |  |  |  | 0 | 0 |  |  |  | 0 | 0 | 0 | 0
|  | Knauf Opal Platerboard (10mm) 6000mm x1200mm | [8 empty] | 283 | m2 |  | 20.8333 | 1.3889 | 0.7128 | 22.935 | 1 | 1 | 22.935 | 6490.6113 | 1.3 | Trademan | 5.7 | 7.41 | 2097.03 |  |  |  | 0 | 0 | 30.345 | 8587.6413
|  |  | GL | 1 | 1 | 18 | 4.8 | 86.4
|  |  | First level | 1 | 1 | 20.4 | 6.837 | 139.4748
|  |  | Offices | 1 | 2 | 5.3 | 5.3 | 56.18
[8 empty] | 282.0548 | [8 empty] | 0 |  |  | 0 | 0 |  |  |  | 0 | 0 |  |  |  | 0 | 0 | 0 | 0
|  | Extra value to lining not exceeding 300mm girth | [9 empty] | m |  | 6.25 | 0.625 | 0.21384 | 7.0888 | 1 | 1 | 7.0888 | 0 | 1.43 | Trademan | 5.7 | 8.151 | 0 |  |  |  | 0 | 0 | 15.2398 | 0
|  | Stop last with appropriate stopping compound to receive paint finish level | [9 empty] | m2 | Stopping compound pc $2.00/m2 | 2 | 0 | 0 | 2 | 1 | 1 | 2 | 0 | 0.25 | Trademan | 5.7 | 1.425 | 0 |  |  |  | 0 | 0 | 3.425 | 0
[17 empty] | 0 |  |  | 0 | 0 |  |  |  | 0 | 0 |  |  |  | 0 | 0 | 0 | 0
|  | Rake cutting to last | [9 empty] | m |  |  |  |  | 0 |  |  | 0 | 0 | 1.43 | Trademan | 5.7 | 8.151 | 0 |  |  |  | 0 | 0 | 8.151 | 0
[17 empty] | 0 |  |  | 0 | 0 |  |  |  | 0 | 0 |  |  |  | 0 | 0 | 0 | 0
[17 empty] | 0 |  |  | 0 |  |  |  |  | 0 | 0 |  |  |  | 0 | 0 | 0 | 0
|  | Form mitred internal corners to cornice | [9 empty] | no |  |  |  |  | 0 |  |  | 0 |  | 0.16667 | Trademan | 5.7 | 0.95 | 0 |  |  |  | 0 | 0 | 0.95 | 0
[17 empty] | 0 |  |  | 0 |  |  |  |  | 0 | 0 |  |  |  | 0 | 0 | 0 | 0
[17 empty] | 0 |  |  | 0 |  |  |  |  | 0 | 0 |  |  |  | 0 | 0 | 0 | 0
|  | Finishing trim | [14 empty] | 0 |  |  | 0 | 0 |  |  |  | 0 | 0 |  |  |  | 0 | 0 | 0 | 0
|  | Hollow white soffit starter trim (3m) | [8 empty] | 100 | m | 12 | 4 | 0.4 | 0.035 | 4.435 | 1 | 1 | 4.435 | 443.5 | 0.3 | L/Hand and trademan | 5.7 | 1.71 | 171 |  |  |  | 0 | 0 | 6.145 | 614.5
|  | Steplook 2 cornice (Knauf) 4200mm x 50mm | [8 empty] | 300 | m | 9 | 10 | 1 | 0.014 | 11.014 | 1 | 1 | 11.014 | 3304.2 | 0.18 | Trademan | 5.7 | 1.026 | 307.8 | Machine charge | 2.2028 | 1 | 2.2028 | 660.84 | 14.2428 | 4272.84
|  | 50x25mm grooved skirting | [9 empty] | m | 12 | 2 | 0.2 | 0.014 | 2.214 | 1 | 1 | 2.214 | 0 | 0.3 | L/Hand and trademan | 5.7 | 1.71 | 0 | Machine charge | 0.4428 | 1 | 0.4428 | 0 | 4.3668 | 0
|  | 50x15mm grooved Architraves | [9 empty] | m | 12 | 2 | 0.4 | 0.035 | 2.435 | 1 | 1 | 2.435 | 0 | 0.3 | L/Hand and trademan | 5.7 | 1.71 | 0 | Machine charge | 0.487 | 1 | 0.487 | 0 | 4.632 | 0
|  | 150x15mm sill board | [9 empty] | m | 34.8 | 5.8 | 0.58 | 0.525 | 6.905 | 1 | 1 | 6.905 | 0 | 0.25 | Trademan | 5.7 | 1.425 | 0 |  |  |  | 0 | 0 | 8.33 | 0
|  | 150x15mm facing | [9 empty] | m |  | 5.8 | 0.58 | 0.525 | 6.905 | 1 | 1 | 6.905 | 0 | 0.25 | Trademan | 5.7 | 1.425 | 0 |  |  |  | 0 | 0 | 8.33 | 0
| TOTAL CARRIED TO SUMMARY | [15 empty] | 0 |  |  | 0 | 37194.6903 |  |  |  | 0 | 5771.5464 |  |  |  | 0 | 660.84 | 0 | 43627.0767
[17 empty] | 0 |  |  | 0 | 0 |  |  |  | 0 | 0 |  |  |  | 0 | 0 | 0 | 0
|  | PROPRIETARY TOILET SCREENS | [14 empty] | 0 |  |  | 0 | 0 |  |  |  | 0 | 0 |  |  |  | 0 | 0 | 0 | 0
|  | Note: Proprietary or specifically designed screens for toilet, showers, etc, shall be | [14 empty] | 0 |  |  | 0 | 0 |  |  |  | 0 | 0 |  |  |  | 0 | 0 | 0 | 0
|  | described in accordance with the manufacturer's catalogue and / or as defined by | [14 empty] | 0 |  |  | 0 | 0 |  |  |  | 0 | 0 |  |  |  | 0 | 0 | 0 | 0
|  | the drawings and specifications | [14 empty] | 0 |  |  | 0 | 0 |  |  |  | 0 | 0 |  |  |  | 0 | 0 | 0 | 0
[17 empty] | 0 |  |  | 0 | 0 |  |  |  | 0 | 0 |  |  |  | 0 | 0 | 0 | 0
[17 empty] | 0 |  |  | 0 | 0 |  |  |  | 0 | 0 |  |  |  | 0 | 0 | 0 | 0
| TOTAL CARRIED TO SUMMARY | [19 empty] | 0 |  |  |  |  | 0 |  |  |  |  | 0 |  | 0
|  | COMPUTER FLOORS | [14 empty] | 0 |  |  | 0 | 0 |  |  |  | 0 | 0 |  |  |  | 0 | 0 | 0 | 0
|  | Note: Proprietary or specifically designed computer floors shall be described | [14 empty] | 0 |  |  | 0 | 0 |  |  |  | 0 | 0 |  |  |  | 0 | 0 | 0 | 0
|  | in accordance with the manufacture'rs catalogue and / or as defined by the drawings | [14 empty] | 0 |  |  | 0 | 0 |  |  |  | 0 | 0 |  |  |  | 0 | 0 | 0 | 0
|  | and specifications and scheduled approprieately. | [14 empty] | 0 |  |  | 0 | 0 |  |  |  | 0 | 0 |  |  |  | 0 | 0 | 0 | 0
[17 empty] | 0 |  |  | 0 | 0 |  |  |  | 0 | 0 |  |  |  | 0 | 0 | 0 | 0
[17 empty] | 0 |  |  | 0 | 0 |  |  |  | 0 | 0 |  |  |  | 0 | 0 | 0 | 0
| TOTAL CARRIED TO SUMMARY | [19 empty] | 0 |  |  |  |  | 0 |  |  |  |  | 0 |  | 0
|  | SEALANTS | [14 empty] | 0 |  |  | 0 | 0 |  |  |  | 0 | 0 |  |  |  | 0 | 0 | 0 | 0
|  | Note: Joint sealing compound shall be measured in meters, stating the type, grade, | [14 empty] | 0 |  |  | 0 | 0 |  |  |  | 0 | 0 |  |  |  | 0 | 0 | 0 | 0
|  | sectional size and backing material required. Primers for sealants and masking shall | [14 empty] | 0 |  |  | 0 | 0 |  |  |  | 0 | 0 |  |  |  | 0 | 0 | 0 | 0
|  | be deemed to be included | [14 empty] | 0 |  |  | 0 | 0 |  |  |  | 0 | 0 |  |  |  | 0 | 0 | 0 | 0
[17 empty] | 0 |  |  | 0 | 0 |  |  |  | 0 | 0 |  |  |  | 0 | 0 | 0 | 0
|  | Expansion joint 12mm wide filled with fibreboard and polysulphide sealant 25mm | [14 empty] | 0 |  |  | 0 | 0 |  |  |  | 0 | 0 |  |  |  | 0 | 0 | 0 | 0
|  | deep | [14 empty] | 0 |  |  | 0 | 0 |  |  |  | 0 | 0 |  |  |  | 0 | 0 | 0 | 0
[17 empty] | 0 |  |  | 0 | 0 |  |  |  | 0 | 0 |  |  |  | 0 | 0 | 0 | 0
|  | In concrete slab (100-150mm thick) | [9 empty] | m | (pc sum $30/m) | 30 | 0 | 0 | 30 | 1 | 1 | 30 | 0 | 0.2 | Trademan | 5.7 | 1.14 | 0 |  |  |  | 0 | 0 | 31.14 | 0
|  | In concrete wall (150-250mm thick) | [9 empty] | m | (pc sum $30/m) | 30 | 0 | 0 | 30 | 1 | 1 | 30 | 0 | 0.22 | Trademan | 5.7 | 1.254 | 0 |  |  |  | 0 | 0 | 31.254 | 0
[17 empty] | 0 |  |  | 0 | 0 |  |  |  | 0 | 0 |  |  |  | 0 | 0 | 0 | 0
|  | Vertical control joint, 10mm wide in wall, includes polyethylene rod and | [9 empty] | m | (pc sum $30) | 30 | 0 | 0 | 30 | 1 | 1 | 30 | 0 | 0.22 | Trademan | 5.7 | 1.254 | 0 |  |  |  | 0 | 0 | 31.254 | 0
|  | mastic pointing | [14 empty] | 0 |  |  | 0 | 0 |  |  |  | 0 | 0 |  |  |  | 0 | 0 | 0 | 0
[17 empty] | 0 |  |  | 0 | 0 |  |  |  | 0 | 0 |  |  |  | 0 | 0 | 0 | 0
[17 empty] | 0 |  |  | 0 | 0 |  |  |  | 0 | 0 |  |  |  | 0 | 0 | 0 | 0
| TOTAL CARRIED TO SUMMARY | [19 empty] | 0 |  |  |  |  | 0 |  |  |  |  | 0 |  | 0
|  | LAMINATED TIMBER | [14 empty] | 0 |  |  | 0 | 0 |  |  |  | 0 | 0 |  |  |  | 0 | 0 | 0 | 0
|  | Note: Rates shall include for manufacture, delivery, hoisting and fixing in | [14 empty] | 0 |  |  | 0 | 0 |  |  |  | 0 | 0 |  |  |  | 0 | 0 | 0 | 0
|  | position complete with all nails, fitting, cutting, boring, morticing and the like and | [14 empty] | 0 |  |  | 0 | 0 |  |  |  | 0 | 0 |  |  |  | 0 | 0 | 0 | 0
|  | including protection where necessary | [14 empty] | 0 |  |  | 0 | 0 |  |  |  | 0 | 0 |  |  |  | 0 | 0 | 0 | 0
[13 empty] | 11280 |  |  |  | 0 |  |  | 0 | 0 |  |  |  | 0 | 0 |  |  |  | 0 | 0 | 0 | 0
|  | Portal frame, of laminated rafters, and legs including metal base shoes | [14 empty] | 0 |  |  | 0 | 0 |  |  |  | 0 | 0 |  |  |  | 0 | 0 | 0 | 0
|  | and plywook fixings | [9 empty] | no | (Pc sum) |  |  |  | 0 |  |  | 0 | 0 |  |  |  | 0 | 0 |  |  |  | 0 | 0 | 0 | 0
[17 empty] | 0 |  |  | 0 | 0 |  |  |  | 0 | 0 |  |  |  | 0 | 0 | 0 | 0
|  | Take delivery, hoist, set, and fix in postion 12m span Portal frame | [9 empty] | no | (pc sum = $ 5000) | 5000 | 0 | 0 | 5000 | 1 | 1 | 5000 | 0 | 7 | L/Hand and 3 trademan | 5.7 | 39.9 | 0 | Crane | 1 | 300 | 300 | 0 | 5339.9 | 0
|  | Ditto but 15 span | [9 empty] | no | (pc sum =$6300) | 6300 | 0 | 0 | 6300 | 1 | 1 | 6300 | 0 | 7 | L/Hand and 3 trademan | 5.7 | 39.9 | 0 | Crane | 1 | 300 | 300 | 0 | 6639.9 | 0
|  | Ditto but 20m span | [9 empty] | no | (pc sum =8775) | 8775 | 0 | 0 | 8775 | 1 | 1 | 8775 | 0 | 7 | L/Hand and 3 trademan | 5.7 | 39.9 | 0 | Crane | 1 | 300 | 300 | 0 | 9114.9 | 0
|  | Ditto but 25m span | [9 empty] | no | (pc sum=10650) | 10650 | 0 | 0 | 10650 | 1 | 1 | 10650 | 0 | 7 | L/Hand and 3 trademan | 5.7 | 39.9 | 0 | Crane | 1 | 300 | 300 | 0 | 10989.9 | 0
[17 empty] | 0 |  |  | 0 | 0 |  |  |  | 0 | 0 |  |  |  | 0 | 0 | 0 | 0
|  | Laminated beam | [14 empty] | 0 |  |  | 0 | 0 |  |  |  | 0 | 0 |  |  |  | 0 | 0 | 0 | 0
|  | Take delivery, hoist, set, and fix in postion laminated beam | [9 empty] | no | (pc sum =$80/m) | 80 | 0 | 16 | 96 | 1 | 1 | 96 | 0 | 7 | L/Hand and 3 trademan | 5.7 | 39.9 | 0 | Crane | 1 | 300 | 300 | 0 | 435.9 | 0
|  | in H1 Radiata pine, sanded melamine adhesive industrial sealed 42-90mm | [14 empty] | 0 |  |  | 0 | 0 |  |  |  | 0 | 0 |  |  |  | 0 | 0 | 0 | 0
|  | thick by 450mm deep | [14 empty] | 0 |  |  | 0 | 0 |  |  |  | 0 | 0 |  |  |  | 0 | 0 | 0 | 0
[17 empty] | 0 |  |  | 0 | 0 |  |  |  | 0 | 0 |  |  |  | 0 | 0 | 0 | 0
| TOTAL CARRIED TO SUMMARY | [19 empty] | 0 |  |  |  |  | 0 |  |  |  |  | 0 |  | 0
|  | JOINERY | [14 empty] | 0 |  |  | 0 | 0 |  |  |  | 0 | 0 |  |  |  | 0 | 0 | 0 | 0
|  | Preambles: | [14 empty] | 0 |  |  | 0 | 0 |  |  |  | 0 | 0 |  |  |  | 0 | 0 | 0 | 0
|  | For joinery works this shall mean all items such as doors, windows, frames, | [14 empty] | 0 |  |  | 0 | 0 |  |  |  | 0 | 0 |  |  |  | 0 | 0 | 0 | 0
|  | cupboards, and the like normally constructed in joinery centres | [14 empty] | 0 |  |  | 0 | 0 |  |  |  | 0 | 0 |  |  |  | 0 | 0 | 0 | 0
[17 empty] | 0 |  |  | 0 | 0 |  |  |  | 0 | 0 |  |  |  | 0 | 0 | 0 | 0
|  | Windows: | [14 empty] | 0 |  |  | 0 | 0 |  |  |  | 0 | 0 |  |  |  | 0 | 0 | 0 | 0
|  | 200x50mm , once rebated , grooved dakua window head and jamb | [9 empty] | m |  | 64 | 6.4 | 0.35 | 70.75 | 1 | 1 | 70.75 | 0 | 0.6 | L/Hand and trademan | 5.7 | 3.42 | 0 | Machine charge | 1 | 14.15 | 14.15 | 0 | 88.32 | 0
|  | 200x50mm dakua window mullion | [9 empty] | m |  | 64 | 6.4 | 0.35 | 70.75 | 1 | 1 | 70.75 | 0 | 0.6 | L/Hand and trademan | 5.7 | 3.42 | 0 | Machine charge | 1 | 14.15 | 14.15 | 0 | 88.32 | 0
|  | 200x50mm grooved and bevelled dakua window sill | [9 empty] | m |  | 64 | 6.4 | 0.35 | 70.75 | 1 | 1 | 70.75 | 0 | 0.6 | L/Hand and trademan | 5.7 | 3.42 | 0 | Machine charge | 1 | 14.15 | 14.15 | 0 | 88.32 | 0
[17 empty] | 0 |  |  | 0 | 0 |  |  |  | 0 | 0 |  |  |  | 0 | 0 | 0 | 0
|  | 100x50mm , once rebated , grooved dakua window head and jamb | [9 empty] | m |  | 32 | 3.2 | 0.175 | 35.375 | 1 | 1 | 35.375 | 0 | 0.6 | L/Hand and trademan | 5.7 | 3.42 | 0 | Machine charge | 1 | 7.075 | 7.075 | 0 | 45.87 | 0
|  | 100x50mm dakua window mullion | [9 empty] | m | 160/pc | 32 | 3.2 | 0.175 | 35.375 | 1 | 1 | 35.375 | 0 | 0.6 | L/Hand and trademan | 5.7 | 3.42 | 0 | Machine charge | 1 | 7.075 | 7.075 | 0 | 45.87 | 0
|  | 150x50mm grooved and bevelled dakua window sill | [9 empty] | m | 150/pc add 20% machine charges for profiling | 30 | 3 | 0.2625 | 33.2625 | 1 | 1 | 33.2625 | 0 | 0.6 | L/Hand and trademan | 5.7 | 3.42 | 0 | Machine charge | 1 | 6.6525 | 6.6525 | 0 | 43.335 | 0
[17 empty] | 0 |  |  | 0 | 0 |  |  |  | 0 | 0 |  |  |  | 0 | 0 | 0 | 0
|  | Doors | [14 empty] | 0 |  |  | 0 | 0 |  |  |  | 0 | 0 |  |  |  | 0 | 0 | 0 | 0
|  | 200x50mm , once rebated , grooved dakua door head and jamb | [9 empty] | m |  | 64 | 6.4 | 0.35 | 70.75 | 1 | 1 | 70.75 | 0 | 0.6 | L/Hand and trademan | 5.7 | 3.42 | 0 | Machine charge | 1 | 14.15 | 14.15 | 0 | 88.32 | 0
|  | 200x50mm grooved and bevelled dakua door sill | [9 empty] | m |  | 64 | 6.4 | 0.35 | 70.75 | 1 | 1 | 70.75 | 0 | 0.6 | L/Hand and trademan | 5.7 | 3.42 | 0 | Machine charge | 1 | 14.15 | 14.15 | 0 | 88.32 | 0
[17 empty] | 0 |  |  | 0 | 0 |  |  |  | 0 | 0 |  |  |  | 0 | 0 | 0 | 0
|  | 100x50mm , once rebated , grooved dakua door head and jamb | [9 empty] | m |  | 32 | 3.2 | 0.175 | 35.375 | 1 | 1 | 35.375 | 0 | 0.6 | L/Hand and trademan | 5.7 | 3.42 | 0 | Machine charge | 1 | 7.075 | 7.075 | 0 | 45.87 | 0
|  | 150x50mm grooved and bevelled dakua door sill | [9 empty] | m |  | 30 | 3 | 0.2625 | 33.2625 | 1 | 1 | 33.2625 | 0 | 0.6 | L/Hand and trademan | 5.7 | 3.42 | 0 | Machine charge | 1 | 6.6525 | 6.6525 | 0 | 43.335 | 0
[17 empty] | 0 |  |  | 0 | 0 |  |  |  | 0 | 0 |  |  |  | 0 | 0 | 0 | 0
|  | Doors | [14 empty] | 0 |  |  | 0 | 0 |  |  |  | 0 | 0 |  |  |  | 0 | 0 | 0 | 0
Preambles:
Rates for door do not include for ironmongery unless otherwise
stated.
|  | 2000x800x40mm standard flush door with ply lining | [9 empty] | no | dakua - 10/m @ 27/m | 270 | 27 | 54 | 351 | 1 | 1 | 351 | 0 | 2 | L/Hand and trademan | 5.7 | 11.4 | 0 |  | 1 | 1 | 1 | 0 | 623.557 | 0
[13 empty] | 4mm plywood panel @ 179/sht | 223.75 | 22.375 | 4.032 | 250.157 | 1 | 1 | 250.157 | 0 |  |  |  | 0 | 0 |  |  |  | 0 | 0 |  | 0
[13 empty] | Paper infill core 1.6m2 | 10 | 0 | 0 | 10 | 1 | 1 | 10 | 0 |  |  |  | 0 | 0 |  |  |  | 0 | 0 |  | 0
[17 empty] | 0 |  |  | 0 | 0 |  |  |  | 0 | 0 |  |  |  | 0 | 0 | 0 | 0
|  | 2000x800x40mm standard flush door with hardboard lining. | [9 empty] | no | dakua - 10/m @ 27/m | 270 | 27 | 54 | 351 | 1 | 1 | 351 | 0 | 2 | L/Hand and trademan | 5.7 | 11.4 | 0 |  |  |  | 0 | 0 | 410.1195 | 0
[13 empty] | Hardboard linng @ 24.50 | 30.625 | 3.0625 | 4.032 | 37.7195 | 1 | 1 | 37.7195 | 0 |  |  |  | 0 | 0 |  |  |  | 0 | 0 |  | 0
[13 empty] | Paper infill core 1.6m2 | 10 | 0 | 0 | 10 | 1 | 1 | 10 | 0 |  |  |  | 0 | 0 |  |  |  | 0 | 0 |  | 0
[17 empty] | 0 |  |  | 0 | 0 |  |  |  | 0 | 0 |  |  |  | 0 | 0 | 0 | 0
[17 empty] | 0 |  |  | 0 | 0 |  |  |  | 0 | 0 |  |  |  | 0 | 0 | 0 | 0
[17 empty] | 0 |  |  | 0 | 0 |  |  |  | 0 | 0 |  |  |  | 0 | 0 | 0 | 0
[17 empty] | 0 |  |  | 0 | 0 |  |  |  | 0 | 0 |  |  |  | 0 | 0 | 0 | 0
|  | 2000x800x40mm solid core door with top perspex panel. | [9 empty] | no | dakua - 10/m @ 27/m | 270 | 27 | 54 | 351 | 1 | 1 | 351 | 0 | 2 | L/H & Trademan | 5.7 | 11.4 | 0 |  |  |  | 0 | 0 | 1114.4566 | 0
[13 empty] | 4mm plywood panel @ 50/sht | 223.75 | 22.375 | 4.032 | 250.157 | 1 | 1 | 250.157 |  |  |  |  | 0 | 0 |  |  |  | 0 | 0 |  | 0
[13 empty] | Paper infill core 1.6m2 | 10 | 0 | 0 | 10 | 1 | 1 | 10 |  |  |  |  | 0 | 0 |  |  |  | 0 | 0 |  | 0
[13 empty] | 4mm perspex @ 250/sht | 437.5 | 0 | 43.75 | 481.25 | 1 | 1 | 481.25 |  |  |  |  | 0 | 0 |  |  |  | 0 | 0 |  | 0
[13 empty] | 20x20mm beading (both sides) @ 3/m | 9.6 | 0.96 | 0.0896 | 10.6496 | 1 | 1 | 10.6496 |  |  |  |  | 0 | 0 |  |  |  | 0 | 0 |  | 0
[17 empty] | 0 |  |  | 0 |  |  |  |  | 0 | 0 |  |  |  | 0 | 0 | 0 | 0
|  | 2000x800x40mm panel door with perspex at top and plywood at | [9 empty] | no | dakua - 10/m @ 27/m | 270 | 27 | 54 | 351 | 1 | 1 | 351 | 0 | 2 | L/H & Trademan | 5.7 | 11.4 | 0 |  |  |  | 0 | 0 | 1114.4566 | 0
|  | bottom | [10 empty] | 4mm plywood panel @ 50/sht | 223.75 | 22.375 | 4.032 | 250.157 | 1 | 1 | 250.157 | [12 empty] | 0
[13 empty] | Paper infill core 1.6m2 | 10 | 0 | 0 | 10 | 1 | 1 | 10 | [12 empty] | 0
[13 empty] | 4mm perspex @ 250/sht | 437.5 | 0 | 43.75 | 481.25 | 1 | 1 | 481.25 | [12 empty] | 0
[13 empty] | 20x20mm beading (both sides) @ 3/m | 9.6 | 0.96 | 0.0896 | 10.6496 | 1 | 1 | 10.6496 | [12 empty] | 0
[17 empty] | 0 |  |  | 0 | 0 |  |  |  | 0 | 0 |  |  |  | 0 | 0 | 0 | 0
[17 empty] | 0 |  |  | 0 | 0 |  |  |  | 0 | 0 |  |  |  | 0 | 0 | 0 | 0
|  | Stairs | [14 empty] | 0 |  |  | 0 | 0 |  |  |  | 0 | 0 |  |  |  | 0 | 0 | 0 | 0
Timber for stairs (closed stair)
|  | 2no -300x50mm string |  | 2 | 4 | 4.29 | 1 | 34.32 |  |  | 18 | m |  | 26 | 2.6 | 5.2 | 33.8 | 1 | 1 | 33.8 | 608.4 | 1 | L/H & Trademan | 5.7 | 5.7 | 102.6 | Machine charge | 6.76 | 1 | 6.76 | 121.68 | 46.26 | 832.68
|  | 250x50mm tread |  | 2 | 14 | 1.03 | 1 | 28.84 |  |  | 15 | m |  | 17 | 1.7 | 0.525 | 19.225 | 1 | 1 | 19.225 | 288.375 | 0.6 | L/H & Trademan | 5.7 | 3.42 | 51.3 | Machine charge | 3.845 | 1 | 3.845 | 57.675 | 26.49 | 397.35
|  | 200x25mm riser | [9 empty] | m |  | 10 | 1 | 0.175 | 11.175 | 1 | 1 | 11.175 | 0 | 0.3 | L/H & Trademan | 5.7 | 1.71 | 0 | Machine charge | 2.235 | 1 | 2.235 | 0 | 15.12 | 0
|  | 100x50mm wedges / glue blocks (13no per m at 300mm long) | [9 empty] | m |  | 6.75 | 0.675 | 0.175 | 7.6 | 1 | 1 | 7.6 | 0 | 0.25 | L/H & Trademan | 5.7 | 1.425 | 0 |  |  |  | 0 | 0 | 9.025 | 0
[17 empty] | 0 |  |  | 0 | 0 |  |  |  | 0 | 0 |  |  |  | 0 | 0 | 0 | 0
[17 empty] | 0 |  |  | 0 | 0 |  |  |  | 0 | 0 |  |  |  | 0 | 0 | 0 | 0
|  | Timber for stairs (Open stair) | [14 empty] | 0 |  |  | 0 | 0 |  |  |  | 0 | 0 |  |  |  | 0 | 0 | 0 | 0
|  | 2no -300x50mm undercarriage | [9 empty] | m |  | 17 | 1.7 | 0.525 | 19.225 | 1 | 1 | 19.225 | 0 | 1 | L/H & Trademan | 5.7 | 5.7 | 0 | Machine charge | 3.845 | 1 | 3.845 | 0 | 28.77 | 0
|  | 300x40mm tread | [9 empty] | m |  | 17 | 1.7 | 0.525 | 19.225 | 1 | 1 | 19.225 | 0 | 0.6 | L/H & Trademan | 5.7 | 3.42 | 0 | Machine charge | 3.845 | 1 | 3.845 | 0 | 26.49 | 0
|  | 200x25mm riser | [9 empty] | m |  | 10 | 1 | 0.175 | 11.175 | 1 | 1 | 11.175 | 0 | 0.3 | L/H & Trademan | 5.7 | 1.71 | 0 | Machine charge | 2.235 | 1 | 2.235 | 0 | 15.12 | 0
|  | 100x50mm wedges / glue blocks (13no per m at 300mm long) | [9 empty] | m |  | 6.75 | 0.675 | 0.175 | 7.6 | 1 | 1 | 7.6 | 0 | 0.25 | L/H & Trademan | 5.7 | 1.425 | 0 |  |  |  | 0 | 0 | 9.025 | 0
|  | Include bracket / cleat fixings | [9 empty] | sum | Pc sum $150 | 150 | 0 | 0 | 150 | 1 | 1 | 150 | 0 | 0.33333 | L/H & Trademan | 5.7 | 1.9 | 0 |  |  |  | 0 | 0 | 151.9 | 0
[17 empty] | 0 |  |  | 0 | 0 |  |  |  | 0 | 0 |  |  |  | 0 | 0 | 0 | 0
|  | Newel | [14 empty] | 0 |  |  | 0 | 0 |  |  |  | 0 | 0 |  |  |  | 0 | 0 | 0 | 0
|  | 100x100mm newel | [9 empty] | m |  | 60 | 6 | 18 | 84 | 1 | 1 | 84 | 0 | 1 | L/H & Trademan | 5.7 | 5.7 | 0 | Machine charge | 16.8 | 1 | 16.8 | 0 | 106.5 | 0
[17 empty] | 0 |  |  | 0 | 0 |  |  |  | 0 | 0 |  |  |  | 0 | 0 | 0 | 0
[17 empty] | 0 |  |  | 0 | 0 |  |  |  | 0 | 0 |  |  |  | 0 | 0 | 0 | 0
|  | 200x50mm Kwila joist |  | 2 | 8 | 2.06 | 1 | 32.96 |  |  | 33 | m |  | 16.6667 | 1.6667 | 27.171 | 45.5043 | 1 | 1 | 45.5043 | 1501.643 | 3 | L/H & Trademan | 5.7 | 17.1 | 564.3 | Machine charge | 9.1009 | 1 | 9.1009 | 300.3286 | 71.7052 | 2366.2716
|  | 100x50 kwila top and hand rail |  | 2 | 2 | 8 | 1 | 32 |  |  | 32 | m |  | 20 | 2 | 27.171 | 49.171 | 1 | 1 | 49.171 | 1573.472 | 3 | 0 | 5.7 | 17.1 | 547.2 | 0 | 9.8342 | 1 | 9.8342 | 314.6944 | 76.1052 | 2435.3664
|  | 50x50mm kwila ballusters |  | 2 | 20 | 1.495 | 1 | 59.8 |  |  | 60 | m |  | 10 | 1 | 27.171 | 38.171 | 1 | 1 | 38.171 | 2290.26 | 3 | 0 | 5.7 | 17.1 | 1026 | 0 | 7.6342 | 1 | 7.6342 | 458.052 | 62.9052 | 3774.312
[17 empty] | 0 |  |  | 0 | 0 |  |  |  | 0 | 0 |  |  |  | 0 | 0 | 0 | 0
[17 empty] | 0 |  |  | 0 | 0 |  |  |  | 0 | 0 |  |  |  | 0 | 0 | 0 | 0
[17 empty] | 0 |  |  | 0 | 0 |  |  |  | 0 | 0 |  |  |  | 0 | 0 | 0 | 0
|  | Extra value over straight handrails to changes in direction and level | [9 empty] | no |  | 21.6667 | 0 | 0 | 21.6667 | 1 | 1 | 21.6667 | 0 | 3.9 | L/H & Trademan | 5.7 | 22.23 | 0 | Machine charge | 4.3333 | 1 | 4.3333 | 0 | 48.23 | 0
|  | (Allow 30% extra loading for labour and material to account for such effects) | [14 empty] | 0 |  |  | 0 | 0 |  |  |  | 0 | 0 |  |  |  | 0 | 0 | 0 | 0
[17 empty] | 0 |  |  | 0 | 0 |  |  |  | 0 | 0 |  |  |  | 0 | 0 | 0 | 0
[17 empty] | 0 |  |  | 0 | 0 |  |  |  | 0 | 0 |  |  |  | 0 | 0 | 0 | 0
|  | Fittings: | [14 empty] | 0 |  |  | 0 | 0 |  |  |  | 0 | 0 |  |  |  | 0 | 0 | 0 | 0
Preambles
|  | For fitments these shall be quoted from the individual joinery suppliers. The | [14 empty] | 0 |  |  | 0 | 0 |  |  |  | 0 | 0 |  |  |  | 0 | 0 | 0 | 0
|  | actual dimensions shall also be obtained from the working drawing or vice versa | [14 empty] | 0 |  |  | 0 | 0 |  |  |  | 0 | 0 |  |  |  | 0 | 0 | 0 | 0
|  | from the joinery centres | [14 empty] | 0 |  |  | 0 | 0 |  |  |  | 0 | 0 |  |  |  | 0 | 0 | 0 | 0
[17 empty] | 0 |  |  | 0 | 0 |  |  |  | 0 | 0 |  |  |  | 0 | 0 | 0 | 0
|  | Take delivery and handover to carpenter the following fitment to install in position | [14 empty] | 0 |  |  | 0 | 0 |  |  |  | 0 | 0 |  |  |  | 0 | 0 | 0 | 0
[17 empty] | 0 |  |  | 0 | 0 |  |  |  | 0 | 0 |  |  |  | 0 | 0 | 0 | 0
|  | Executive desk | [9 empty] | no | (to quote from suppliers) |  |  |  | 0 |  |  | 0 | 0 | 0.25 | Trademan | 5.7 | 1.425 | 0 | Cartage- | 1 | 11 | 11 | 0 | 12.425 | 0
|  | Counter shelve | [9 empty] | no | (to quote from suppliers) |  |  |  | 0 |  |  | 0 | 0 | 0.25 | Trademan | 5.7 | 1.425 | 0 | Cartage- | 1 | 11 | 11 | 0 | 12.425 | 0
|  | Conference table | [9 empty] | no | (to quote from suppliers) |  |  |  | 0 |  |  | 0 | 0 | 0.4 | Trademan | 5.7 | 2.28 | 0 | Cartage- | 1 | 11 | 11 | 0 | 13.28 | 0
|  | Receptition desk | [9 empty] | no | (to quote from suppliers) |  |  |  | 0 |  |  | 0 | 0 | 0.4 | Trademan | 5.7 | 2.28 | 0 | Cartage- | 1 | 11 | 11 | 0 | 13.28 | 0
|  | Table | [9 empty] | no | (to quote from suppliers) |  |  |  | 0 |  |  | 0 | 0 | 0.25 | Trademan | 5.7 | 1.425 | 0 | Cartage- | 1 | 11 | 11 | 0 | 12.425 | 0
|  | chairs | [9 empty] | no | (to quote from suppliers) |  |  |  | 0 |  |  | 0 | 0 | 0.16667 | Trademan | 5.7 | 0.95 | 0 | Cartage- | 1 | 11 | 11 | 0 | 11.95 | 0
|  | Bed | [9 empty] | no | (to quote from suppliers) |  |  |  | 0 |  |  | 0 | 0 | 0.25 | Trademan | 5.7 | 1.425 | 0 | Cartage- | 1 | 11 | 11 | 0 | 12.425 | 0
|  | Student desk | [9 empty] | no | (to quote from suppliers) |  |  |  | 0 |  |  | 0 | 0 | 0.2 | Trademan | 5.7 | 1.14 | 0 | Cartage- | 1 | 11 | 11 | 0 | 12.14 | 0
|  | wardrobe | [9 empty] | no | (to quote from suppliers) |  |  |  | 0 |  |  | 0 | 0 | 0.4 | Trademan | 5.7 | 2.28 | 0 | Cartage- | 1 | 11 | 11 | 0 | 13.28 | 0
|  | cupboard | [9 empty] | no | (to quote from suppliers) |  |  |  | 0 |  |  | 0 | 0 | 0.25 | Trademan | 5.7 | 1.425 | 0 | Cartage- | 1 | 11 | 11 | 0 | 12.425 | 0
| TOTAL CARRIED TO SUMMARY | [15 empty] | 0 |  |  | 0 | 6262.15 |  |  |  | 0 | 2291.4 |  |  |  | 0 | 1252.43 | 0 | 9805.98
[17 empty] | 0 |  |  | 0 | 0 |  |  |  | 0 | 0 |  |  |  | 0 | 0 | 0 | 0
|  | HARDWARE | [14 empty] | 0 |  |  | 0 | 0 |  |  |  | 0 | 0 |  |  |  | 0 | 0 | 0 | 0
|  | 100mm butt brass hinges with screws. | [8 empty] | 32 | no | 4" butt brass hinges 3 no. per leaf | 11 | 0 | 1.5 | 12.5 | 1 | 1 | 12.5 | 400 | 1 | joiner | 5.7 | 5.7 | 182.4 |  |  |  | 0 | 0 | 18.2 | 582.4
[13 empty] | 1 1/2" x no.8 CSK screws 8 no. per hinge for 10 screw |  |  |  | 0 |  |  | 0 | 0 |  |  |  | 0 | 0 |  |  |  | 0 | 0 | 0 | 0
[17 empty] | 0 |  |  | 0 | 0 |  |  |  | 0 | 0 |  |  |  | 0 | 0 | 0 | 0
[17 empty] | 0 |  |  | 0 | 0 |  |  |  | 0 | 0 |  |  |  | 0 | 0 | 0 | 0
|  | Plain mortice lock complete with handles and keys. | [8 empty] | 16 | no | Mortice lock 3 1/4 x 3/16 plain | 50 | 0 | 5 | 55 | 1 | 1 | 55 | 880 | 2 | joiner | 5.7 | 11.4 | 182.4 |  |  |  | 0 | 0 | 66.4 | 1062.4
[13 empty] | Handles for mortice lock |  |  |  | 0 |  |  | 0 | 0 |  |  |  | 0 | 0 |  |  |  | 0 | 0 | 0 | 0
[13 empty] | Add 10% for screws |  |  |  | 0 |  |  | 0 | 0 |  |  |  | 0 | 0 |  |  |  | 0 | 0 | 0 | 0
[17 empty] | 0 |  |  | 0 | 0 |  |  |  | 0 | 0 |  |  |  | 0 | 0 | 0 | 0
|  | Rebated mortice lock complete with handles and keys. | [9 empty] | no | Mortice lock 3 1/4 x 3/16 rebated | 50 | 0 | 5 | 55 | 1 | 1 | 55 | 0 | 2 | joiner | 5.7 | 11.4 | 0 |  |  |  | 0 | 0 | 66.4 | 0
[13 empty] | Handles for mortice lock |  |  |  | 0 |  |  | 0 | 0 |  |  |  | 0 | 0 |  |  |  | 0 | 0 | 0 | 0
[13 empty] | Add 10% for screws |  |  |  | 0 |  |  | 0 | 0 |  |  |  | 0 | 0 |  |  |  | 0 | 0 | 0 | 0
[17 empty] | 0 |  |  | 0 | 0 |  |  |  | 0 | 0 |  |  |  | 0 | 0 | 0 | 0
|  | Night latch lock complete with handles and keys. | [9 empty] | no | Night latch | 50 | 0 | 5 | 55 | 1 | 1 | 55 | 0 | 2 | joiner | 5.7 | 11.4 | 0 |  |  |  | 0 | 0 | 66.4 | 0
[13 empty] | Handles for night latch |  |  |  | 0 |  |  | 0 | 0 |  |  |  | 0 | 0 |  |  |  | 0 | 0 | 0 | 0
[13 empty] | Add 10% for screws |  |  |  | 0 |  |  | 0 | 0 |  |  |  | 0 | 0 |  |  |  | 0 | 0 | 0 | 0
[17 empty] | 0 |  |  | 0 | 0 |  |  |  | 0 | 0 |  |  |  | 0 | 0 | 0 | 0
|  | 100mm barrel bolts with screws. | [9 empty] | no | 100mm barrel bolt brass | 20 | 0 | 2 | 22 | 1 | 1 | 22 | 0 | 2 | joiner | 5.7 | 11.4 | 0 |  |  |  | 0 | 0 | 33.4 | 0
[13 empty] | Add 10% for screws |  |  |  | 0 |  |  | 0 | 0 |  |  |  | 0 | 0 |  |  |  | 0 | 0 | 0 | 0
[17 empty] | 0 |  |  | 0 | 0 |  |  |  | 0 | 0 |  |  |  | 0 | 0 | 0 | 0
|  | 150mm barrel bolts with screws. | [9 empty] | no | 150mm barrel bolt brass | 25 | 0 | 2.5 | 27.5 | 1 | 1 | 27.5 | 0 | 2 | joiner | 5.7 | 11.4 | 0 |  |  |  | 0 | 0 | 38.9 | 0
[13 empty] | Add 10% for screws |  |  |  | 0 |  |  | 0 | 0 |  |  |  | 0 | 0 |  |  |  | 0 | 0 | 0 | 0
[17 empty] | 0 |  |  | 0 | 0 |  |  |  | 0 | 0 |  |  |  | 0 | 0 | 0 | 0
|  | Toilet indicator bolt with screws. | [9 empty] | no | Toilet indicator bolt P.C. sum of 10.00 | 15 | 0 | 1.5 | 16.5 | 1 | 1 | 16.5 | 0 | 0.5 | joiner | 5.7 | 2.85 | 0 |  |  |  | 0 | 0 | 19.35 | 0
[13 empty] | Add 10% for screws |  |  |  | 0 |  |  | 0 | 0 |  |  |  | 0 | 0 |  |  |  | 0 | 0 | 0 | 0
[17 empty] | 0 |  |  | 0 | 0 |  |  |  | 0 | 0 |  |  |  | 0 | 0 | 0 | 0
[17 empty] | 0 |  |  | 0 | 0 |  |  |  | 0 | 0 |  |  |  | 0 | 0 | 0 | 0
|  | Toilet Roll Holders | [14 empty] | 0 |  |  | 0 | 0 |  |  |  | 0 | 0 |  |  |  | 0 | 0 | 0 | 0
|  | Standard toilet roll holder, screw fixed to wall | [14 empty] | 0 |  |  | 0 | 0 |  |  |  | 0 | 0 |  |  |  | 0 | 0 | 0 | 0
|  | Chrome finish | [8 empty] | 3 | no | (Pc sum $30) | 30 | 0 | 3 | 33 | 1 | 1 | 33 | 99 | 0.33333 | Trademan | 5.7 | 1.9 | 5.7 |  |  |  | 0 | 0 | 34.9 | 104.7
[17 empty] | 0 |  |  | 0 | 0 |  |  |  | 0 | 0 |  |  |  | 0 | 0 | 0 | 0
[17 empty] | 0 |  |  | 0 | 0 |  |  |  | 0 | 0 |  |  |  | 0 | 0 | 0 | 0
| TOTAL CARRIED TO SUMMARY | [15 empty] | 0 |  |  | 0 | 1379 |  |  |  | 0 | 370.5 |  |  |  | 0 | 0 | 0 | 1749.5
|  | ROOFING | [14 empty] | 0 |  |  | 0 | 0 |  |  |  | 0 | 0 |  |  |  | 0 | 0 | 0 | 0
[17 empty] | 0 |  |  | 0 | 0 |  |  |  | 0 | 0 |  |  |  | 0 | 0 | 0 | 0
|  | Approved corrugated roof zincalume or similar fix at the height of 2-3m from ground floor | [8 empty] | 202 | m2 |  | 45.9277 | 9.1855 | 0.5 | 55.6133 | 1 | 1 | 55.6133 | 11233.8843 | 0.25 | Plumber & 2 trademan | 5.7 | 1.425 | 287.85 |  |  |  | 0 | 0 | 57.0383 | 11521.7343
|  | on timber purlin with side laps of 710mm and end laps of 200mm | [14 empty] | 0 |  |  | 0 | 0 |  |  |  | 0 | 0 |  |  |  | 0 | 0 | 0 | 0
|  |  | Main buildingg | 1 | 1 | 20 | 6.837 | 136.74
|  |  | Offices | 1 | 2 | 5.7 | 5.7 | 64.98
|  | 3420 | [5 empty] | 201.72
2280
5700
|  | Netting and Paper | [14 empty] | 0 |  |  | 0 | 0 |  |  |  | 0 | 0 |  |  |  | 0 | 0 | 0 | 0
|  | Sisalation alum. foil one side fix over purlin and lapped at 300mm wide | [9 empty] | m2 | $250/ roll , 60m x 1.2m wide | 4.125 | 0.825 | 0.4125 | 5.3625 | 1 | 1 | 5.3625 | 0 | 0.1 | 2-trademan | 5.7 | 0.57 | 0 |  |  |  | 0 | 0 | 5.9325 | 0
[17 empty] | 0 |  |  | 0 | 0 |  |  |  | 0 | 0 |  |  |  | 0 | 0 | 0 | 0
|  | Wire mesh | [9 empty] | m2 | $297/roll in 15mx1.2m wide | 16.5 | 1.65 | 1.65 | 19.8 | 1 | 1 | 19.8 | 0 | 0.1 | 2-trademan | 5.7 | 0.57 | 0 |  |  |  | 0 | 0 | 20.37 | 0
[17 empty] | 0 |  |  | 0 | 0 |  |  |  | 0 | 0 |  |  |  | 0 | 0 | 0 | 0
[17 empty] | 0 |  |  | 0 | 0 |  |  |  | 0 | 0 |  |  |  | 0 | 0 | 0 | 0
|  | Alum. ridge capping | [9 empty] | m |  | 20.8333 | 4.1667 | 0.96 | 25.96 | 1 | 1 | 25.96 | 0 | 0.25 | Plumber & trademan | 5.7 | 1.425 | 0 |  |  |  | 0 | 0 | 27.385 | 0
[17 empty] | 0 |  |  | 0 | 0 |  |  |  | 0 | 0 |  |  |  | 0 | 0 | 0 | 0
[17 empty] | 0 |  |  | 0 | 0 |  |  |  | 0 | 0 |  |  |  | 0 | 0 | 0 | 0
|  | Alum hip capping | [9 empty] | m |  | 20.8333 | 4.1667 | 0.96 | 25.96 | 1 | 1 | 25.96 | 0 | 0.25 | Plumber & trademan | 5.7 | 1.425 | 0 |  |  |  | 0 | 0 | 27.385 | 0
[17 empty] | 0 |  |  | 0 | 0 |  |  |  | 0 | 0 |  |  |  | 0 | 0 | 0 | 0
[17 empty] | 0 |  |  | 0 | 0 |  |  |  | 0 | 0 |  |  |  | 0 | 0 | 0 | 0
|  | Alum. roof flashing. | [8 empty] | 30 | m |  | 20.8333 | 4.1667 | 0.96 | 25.96 | 1 | 1 | 25.96 | 778.8 | 0.25 | Plumber & trademan | 5.7 | 1.425 | 42.75 |  |  |  | 0 | 0 | 27.385 | 821.55
[17 empty] | 0 |  |  | 0 | 0 |  |  |  | 0 | 0 |  |  |  | 0 | 0 | 0 | 0
|  | Extra value for rake cutting to both sides of hips | [9 empty] | m |  | 0 | 0 | 0 | 0 | 1 | 1 | 0 | 0 | 0.3 | Plumber & trademan | 5.7 | 1.71 | 0 |  |  |  | 0 | 0 | 1.71 | 0
[17 empty] | 0 |  |  | 0 | 0 |  |  |  | 0 | 0 |  |  |  | 0 | 0 | 0 | 0
|  | Extra value for rake cutting to roof sheet | [9 empty] | m |  | 0 | 0 | 0 | 0 | 1 | 1 | 0 | 0 | 0.3 | Plumber & trademan | 5.7 | 1.71 | 0 |  |  |  | 0 | 0 | 1.71 | 0
[17 empty] | 0 |  |  | 0 | 0 |  |  |  | 0 | 0 |  |  |  | 0 | 0 | 0 | 0
|  | Extra value for forming opening for vent pipe, 0-100mm diameter | [9 empty] | no |  | 0 | 0 | 0 | 0 | 1 | 1 | 0 | 0 | 0.36 | Plumber & trademan | 5.7 | 2.052 | 0 |  |  |  | 0 | 0 | 2.052 | 0
|  | Alum valley gutter | [9 empty] | m |  | 20.8333 | 4.1667 | 0.96 | 25.96 | 1 | 1 | 25.96 | 0 | 0.25 | Plumber & trademan | 5.7 | 1.425 | 0 |  |  |  | 0 | 0 | 27.385 | 0
[17 empty] | 0 |  |  | 0 | 0 |  |  |  | 0 | 0 |  |  |  | 0 | 0 | 0 | 0
[17 empty] | 0 |  |  | 0 | 0 |  |  |  | 0 | 0 |  |  |  | 0 | 0 | 0 | 0
|  | Flashings | [14 empty] | 0 |  |  | 0 | 0 |  |  |  | 0 | 0 |  |  |  | 0 | 0 | 0 | 0
|  | Form flashing to vent pipe | [9 empty] | no |  | 6.25 | 0.625 | 1.25 | 8.125 | 1 | 1 | 8.125 | 0 | 0.25 | Plumber & trademan | 5.7 | 1.425 | 0 |  |  |  | 0 | 0 | 9.55 | 0
[17 empty] | 0 |  |  | 0 | 0 |  |  |  | 0 | 0 |  |  |  | 0 | 0 | 0 | 0
|  | Wire mesh ballon or similar to vent pipe | [9 empty] | no | Pc sum $10.00 | 10 | 0 | 0 | 10 | 1 | 1 | 10 | 0 | 0.2 | Plumber & trademan | 4.4 | 0.88 | 0 |  |  |  | 0 | 0 | 10.88 | 0
[17 empty] | 0 |  |  | 0 | 0 |  |  |  | 0 | 0 |  |  |  | 0 | 0 | 0 | 0
|  | Extra value for fixing Alum eaves guttering with bracket as necessary | [8 empty] | 33 | m |  | 20.8333 | 4.1667 | 0.96 | 25.96 | 1 | 1 | 25.96 | 856.68 | 0.9 | Plumber & trademan | 4.4 | 3.96 | 130.68 |  |  |  | 0 | 0 | 29.92 | 987.36
|  | Stop ends | [8 empty] | 6 | no |  | 5 | 0 | 0 | 5 | 1 | 1 | 5 | 30 | 0.25 | Plumber | 4.4 | 1.1 | 6.6 |  |  |  | 0 | 0 | 6.1 | 36.6
[17 empty] | 0 |  |  | 0 | 0 |  |  |  | 0 | 0 |  |  |  | 0 | 0 | 0 | 0
|  | External mitre joint to gutter. | [8 empty] | 6 | no |  | 5 | 0 | 0 | 5 | 1 | 1 | 5 | 30 | 0.25 | Plumber | 4.4 | 1.1 | 6.6 |  |  |  | 0 | 0 | 6.1 | 36.6
[17 empty] | 0 |  |  | 0 | 0 |  |  |  | 0 | 0 |  |  |  | 0 | 0 | 0 | 0
|  | Internal mitre joint to gutter. | [8 empty] | 6 | no |  | 5 | 0 | 0 | 5 | 1 | 1 | 5 | 30 | 0.25 | Plumber | 4.4 | 1.1 | 6.6 |  |  |  | 0 | 0 | 6.1 | 36.6
[17 empty] | 0 |  |  | 0 | 0 |  |  |  | 0 | 0 |  |  |  | 0 | 0 | 0 | 0
[17 empty] | 0 |  |  | 0 | 0 |  |  |  | 0 | 0 |  |  |  | 0 | 0 | 0 | 0
|  | Outlet to gutter 100mm diameter. | [8 empty] | 4 | no |  | 5 | 0 | 0 | 5 | 1 | 1 | 5 | 20 | 0.25 | Plumber | 5.7 | 1.425 | 5.7 |  |  |  | 0 | 0 | 6.425 | 25.7
[17 empty] | 0 |  |  | 0 | 0 |  |  |  | 0 | 0 |  |  |  | 0 | 0 | 0 | 0
[17 empty] | 0 |  |  | 0 | 0 |  |  |  | 0 | 0 |  |  |  | 0 | 0 | 0 | 0
|  | Outlet to gutter 75mm diameter. | [9 empty] | no |  | 5 | 0 | 0 | 5 | 1 | 1 | 5 | 0 | 0.25 | Plumber | 5.7 | 1.425 | 0 |  |  |  | 0 | 0 | 6.425 | 0
[17 empty] | 0 |  |  | 0 | 0 |  |  |  | 0 | 0 |  |  |  | 0 | 0 | 0 | 0
[17 empty] | 0 |  |  | 0 | 0 |  |  |  | 0 | 0 |  |  |  | 0 | 0 | 0 | 0
|  | 100mm diameter Pvc downpipe including clips fixed to wall | [8 empty] | 18 | m | $85/pc | 14.1667 | 2.8333 | 8.1667 | 25.1667 | 1 | 1 | 25.1667 | 453 | 1 | Plumber | 5.7 | 5.7 | 102.6 |  |  |  | 0 | 0 | 30.8667 | 555.6
[17 empty] | 0 |  |  | 0 | 0 |  |  |  | 0 | 0 |  |  |  | 0 | 0 | 0 | 0
[17 empty] | 0 |  |  | 0 | 0 |  |  |  | 0 | 0 |  |  |  | 0 | 0 | 0 | 0
|  | 100mm diameter bend | [8 empty] | 12 | no |  | 18 | 1.8 | 1.8 | 21.6 | 1 | 1 | 21.6 | 259.2 | 1 | Plumber | 5.7 | 5.7 | 68.4 |  |  |  | 0 | 0 | 27.3 | 327.6
[17 empty] | 0 |  |  | 0 | 0 |  |  |  | 0 | 0 |  |  |  | 0 | 0 | 0 | 0
|  | 100mm diameter tee | [8 empty] | 6 | no |  | 18 | 1.8 | 1.8 | 21.6 | 1 | 1 | 21.6 | 129.6 | 1 | Plumber | 5.7 | 5.7 | 34.2 |  |  |  | 0 | 0 | 27.3 | 163.8
|  | 75mm diameter downpipe including clips. | [9 empty] | m |  | 10 | 1 | 8.1667 | 19.1667 | 1 | 1 | 19.1667 | 0 | 1 | Plumber | 5.7 | 5.7 | 0 |  |  |  | 0 | 0 | 24.8667 | 0
[17 empty] | 0 |  |  | 0 | 0 |  |  |  | 0 | 0 |  |  |  | 0 | 0 | 0 | 0
[17 empty] | 0 |  |  | 0 | 0 |  |  |  | 0 | 0 |  |  |  | 0 | 0 | 0 | 0
|  | 75mm diameter bend | [9 empty] | no |  | 10 | 1 | 2 | 13 | 1 | 1 | 13 | 0 | 1 | Plumber | 4.4 | 4.4 | 0 |  |  |  | 0 | 0 | 17.4 | 0
|  | Labour - 1 plumber at 1.0 mhrs | [14 empty] | 0 |  |  | 0 | 0 |  |  |  | 0 | 0 |  |  |  | 0 | 0 | 0 | 0
|  | 100mm pvc bend | [14 empty] | 0 |  |  | 0 | 0 |  |  |  | 0 | 0 |  |  |  | 0 | 0 | 0 | 0
|  | Add 10% waste | [14 empty] | 0 |  |  | 0 | 0 |  |  |  | 0 | 0 |  |  |  | 0 | 0 | 0 | 0
[17 empty] | 0 |  |  | 0 | 0 |  |  |  | 0 | 0 |  |  |  | 0 | 0 | 0 | 0
[17 empty] | 0 |  |  | 0 | 0 |  |  |  | 0 | 0 |  |  |  | 0 | 0 | 0 | 0
|  | 75mm diameter tee | [9 empty] | no |  | 10 | 1 | 2 | 13 | 1 | 1 | 13 | 0 | 1 | Plumber | 4.4 | 4.4 | 0 |  |  |  | 0 | 0 | 17.4 | 0
[17 empty] | 0 |  |  | 0 | 0 |  |  |  | 0 | 0 |  |  |  | 0 | 0 | 0 | 0
| TOTAL CARRIED TO SUMMARY | [15 empty] | 0 |  |  | 0 | 13821.1643 |  |  |  | 0 | 691.98 |  |  |  | 0 | 0 | 0 | 14513.1443 | 12.5764
[17 empty] | 0 |  |  | 0 | 0 |  |  |  | 0 | 0 |  |  |  | 0 | 0 | 0 | 0
|  | PLUMBING | [14 empty] | 0 |  |  | 0 | 0 |  |  |  | 0 | 0 |  |  |  | 0 | 0 | 0 | 0
|  | Pipework | [14 empty] | 0 |  |  | 0 | 0 |  |  |  | 0 | 0 |  |  |  | 0 | 0 | 0 | 0
|  | Incoming pvc pipe 15mm diameter pvc fixed with clips on wall for water reticulation | [9 empty] | m | 8.55 | 8.55 | 0.855 | 0.171 | 9.576 | 1 | 1 | 9.576 | 0 | 0.8 | plumber | 4.4 | 3.52 | 0 |  |  |  | 0 | 0 | 13.096 | 0
[17 empty] | 0 |  |  | 0 | 0 |  |  |  | 0 | 0 |  |  |  | 0 | 0 | 0 | 0
|  | Ditto but 25mm ditto | [8 empty] | 60 | m | 25.5/piece | 4.25 | 0.425 | 0.85 | 5.525 | 1 | 1 | 5.525 | 331.5 | 0.6 | plumber | 4.4 | 2.64 | 158.4 |  |  |  | 0 | 0 | 8.165 | 489.9
[17 empty] | 0 |  |  | 0 | 0 |  |  |  | 0 | 0 |  |  |  | 0 | 0 | 0 | 0
|  | Extra value for 15mm diameter bend | [9 empty] | no |  | 1.8 | 0.18 | 0.36 | 2.34 | 1 | 1 | 2.34 | 0 | 0.6 | plumber | 4.4 | 2.64 | 0 |  |  |  | 0 | 0 | 4.98 | 0
[17 empty] | 0 |  |  | 0 | 0 |  |  |  | 0 | 0 |  |  |  | 0 | 0 | 0 | 0
|  | Extra value for 15mm diameter tee | [9 empty] | no |  | 1.8 | 0.18 | 0.36 | 2.34 | 1 | 1 | 2.34 | 0 | 0.6 | plumber | 4.4 | 2.64 | 0 |  |  |  | 0 | 0 | 4.98 | 0
[17 empty] | 0 |  |  | 0 | 0 |  |  |  | 0 | 0 |  |  |  | 0 | 0 | 0 | 0
|  | Extra value for 15mm diameter male adaptor | [9 empty] | no |  | 1.8 | 0.18 | 0.18 | 2.16 | 1 | 1 | 2.16 | 0 | 0.6 | plumber | 4.4 | 2.64 | 0 |  |  |  | 0 | 0 | 4.8 | 0
[17 empty] | 0 |  |  | 0 | 0 |  |  |  | 0 | 0 |  |  |  | 0 | 0 | 0 | 0
|  | Extra value for 15mm diameter female adaptor | [9 empty] | no |  | 1.8 | 0.18 | 0.18 | 2.16 | 1 | 1 | 2.16 | 0 | 0.6 | plumber | 4.4 | 2.64 | 0 |  |  |  | 0 | 0 | 4.8 | 0
[17 empty] | 0 |  |  | 0 | 0 |  |  |  | 0 | 0 |  |  |  | 0 | 0 | 0 | 0
|  | Extra value for 25mm diameter bend | [8 empty] | 10 | no |  | 3.9 | 0.39 | 0.39 | 4.68 | 1 | 1 | 4.68 | 46.8 | 0.6 | plumber | 4.4 | 2.64 | 26.4 |  |  |  | 0 | 0 | 7.32 | 73.2
[17 empty] | 0 |  |  | 0 | 0 |  |  |  | 0 | 0 |  |  |  | 0 | 0 | 0 | 0
|  | Extra value for 25mm diameter tee | [8 empty] | 10 | no |  | 3.9 | 0.39 | 0.39 | 4.68 | 1 | 1 | 4.68 | 46.8 | 0.6 | plumber | 4.4 | 2.64 | 26.4 |  |  |  | 0 | 0 | 7.32 | 73.2
[17 empty] | 0 |  |  | 0 | 0 |  |  |  | 0 | 0 |  |  |  | 0 | 0 | 0 | 0
|  | Extra value for 25mm diameter male adaptor | [8 empty] | 10 | no |  | 10 | 1 | 0.39 | 11.39 | 1 | 1 | 11.39 | 113.9 | 0.6 | plumber | 4.4 | 2.64 | 26.4 |  |  |  | 0 | 0 | 14.03 | 140.3
[17 empty] | 0 |  |  | 0 | 0 |  |  |  | 0 | 0 |  |  |  | 0 | 0 | 0 | 0
|  | Extra value for 25mm diameter female adaptor | [8 empty] | 10 | no |  | 10 | 1 | 1 | 12 | 1 | 1 | 12 | 120 | 0.6 | plumber | 4.4 | 2.64 | 26.4 |  |  |  | 0 | 0 | 14.64 | 146.4
[17 empty] | 0 |  |  | 0 | 0 |  |  |  | 0 | 0 |  |  |  | 0 | 0 | 0 | 0
|  | 40mm diameter pvc pipe running from plumbing fittings and terminated outside | [8 empty] | 60 | m |  | 7.5 | 0.75 | 1.5 | 9.75 | 1 | 1 | 9.75 | 585 | 0.7 | plumber | 4.4 | 3.08 | 184.8 |  |  |  | 0 | 0 | 12.83 | 769.8
|  | building | [14 empty] | 0 |  |  | 0 | 0 |  |  |  | 0 | 0 |  |  |  | 0 | 0 | 0 | 0
[17 empty] | 0 |  |  | 0 | 0 |  |  |  | 0 | 0 |  |  |  | 0 | 0 | 0 | 0
|  | 40mm diameter pvc bend | [8 empty] | 10 | no |  | 4.9 | 0.49 | 0.98 | 6.37 | 1 | 1 | 6.37 | 63.7 | 0.6 | Plumber | 4.4 | 2.64 | 26.4 |  |  |  | 0 | 0 | 9.01 | 90.1
|  | 40mm diameter tee | [8 empty] | 10 | no |  | 4.9 | 0.49 | 0.98 | 6.37 | 1 | 1 | 6.37 | 63.7 | 0.6 | Plumber | 4.4 | 2.64 | 26.4 |  |  |  | 0 | 0 | 9.01 | 90.1
|  | 40x32mm reducing bush | [8 empty] | 10 | no |  | 4.9 | 0.49 | 0.98 | 6.37 | 1 | 1 | 6.37 | 63.7 | 0.6 | Plumber | 4.4 | 2.64 | 26.4 |  |  |  | 0 | 0 | 9.01 | 90.1
[17 empty] | 0 |  |  | 0 | 0 |  |  |  | 0 | 0 |  |  |  | 0 | 0 | 0 | 0
[17 empty] | 0 |  |  | 0 | 0 |  |  |  | 0 | 0 |  |  |  | 0 | 0 | 0 | 0
|  | 32mm diameter pvc pipe running from plumbing fittings and terminated outside | [9 empty] | m |  | 7.5 | 0.75 | 1.5 | 9.75 | 1 | 1 | 9.75 | 0 | 0.7 | Plumber | 4.4 | 3.08 | 0 |  |  |  | 0 | 0 | 12.83 | 0
|  | building | [14 empty] | 0 |  |  | 0 | 0 |  |  |  | 0 | 0 |  |  |  | 0 | 0 | 0 | 0
[17 empty] | 0 |  |  | 0 | 0 |  |  |  | 0 | 0 |  |  |  | 0 | 0 | 0 | 0
|  | 32mm diameter pvc bend | [9 empty] | no |  | 13 | 1.3 | 2.6 | 16.9 | 1 | 1 | 16.9 | 0 | 0.6 | Plumber | 4.4 | 2.64 | 0 |  |  |  | 0 | 0 | 19.54 | 0
|  | 32mm diameter tee | [9 empty] | no |  | 13 | 1.3 | 2.6 | 16.9 | 1 | 1 | 16.9 | 0 | 0.6 | Plumber | 4.4 | 2.64 | 0 |  |  |  | 0 | 0 | 19.54 | 0
[12 empty] | no |  |  |  |  | 0 |  |  | 0 | 0 |  |  |  | 0 | 0 |  |  |  | 0 | 0 | 0 | 0
[17 empty] | 0 |  |  | 0 | 0 |  |  |  | 0 | 0 |  |  |  | 0 | 0 | 0 | 0
[17 empty] | 0 |  |  | 0 | 0 |  |  |  | 0 | 0 |  |  |  | 0 | 0 | 0 | 0
|  | Vent pipe | [14 empty] | 0 |  |  | 0 | 0 |  |  |  | 0 | 0 |  |  |  | 0 | 0 | 0 | 0
|  | 100mm diameter pvc vent pipe fixed with clips to wall | [8 empty] | 12 | m |  | 13.1667 | 1.3167 | 2.6333 | 17.1167 | 1 | 1 | 17.1167 | 205.4 | 1.2 | Plumber | 4.4 | 5.28 | 63.36 |  |  |  | 0 | 0 | 22.3967 | 268.76
|  | 100mm diameter pvc tee | [8 empty] | 3 | no |  | 14.5 | 1.45 | 2.9 | 18.85 | 1 | 1 | 18.85 | 56.55 | 1 | Plumber | 4.4 | 4.4 | 13.2 |  |  |  | 0 | 0 | 23.25 | 69.75
|  | 100mm diameter bend | [8 empty] | 3 | no |  | 14.5 | 1.45 | 2.9 | 18.85 | 1 | 1 | 18.85 | 56.55 | 1 | Plumber | 4.4 | 4.4 | 13.2 |  |  |  | 0 | 0 | 23.25 | 69.75
[17 empty] | 0 |  |  | 0 | 0 |  |  |  | 0 | 0 |  |  |  | 0 | 0 | 0 | 0
|  | Plumbing fittings | [14 empty] | 0 |  |  | 0 | 0 |  |  |  | 0 | 0 |  |  |  | 0 | 0 | 0 | 0
|  | W.C. pan suite complete with cistern, seat, lid, gate valve, and | [8 empty] | 3 | no | W.C.pan suite with S trap | 80 |  |  | 80 | 1 | 1 | 80 | 822.03 | 4.6 | plumber & trademan | 4.4 | 20.24 | 60.72 |  |  |  | 0 | 0 | 294.25 | 882.75
|  | pan adaptor. | [10 empty] | Flushing cistern dual system | 70 |  |  | 70 | 1 | 1 | 70 | 0 |  |  |  | 0 | 0 | [6 empty] | 0
[13 empty] | Pan seat & lid | 15 |  |  | 15 | 1 | 1 | 15 | 0 |  |  |  | 0 | 0 | [6 empty] | 0
[13 empty] | 15mm pvc pipe - 2 m price per 6m length | 17.1 |  |  | 17.1 | 1 | 1 | 17.1 | 0 |  |  |  | 0 | 0 | [6 empty] | 0
[13 empty] | 15mm gate valve with 2 no. 15mm male adaptor | 16 |  |  | 16 | 1 | 1 | 16 | 0 |  |  |  | 0 | 0 | [6 empty] | 0
[13 empty] | 15mm female adaptor - 2 no. PC sum 16.00 | 16 |  |  | 16 | 1 | 1 | 16 | 0 |  |  |  | 0 | 0 | [6 empty] | 0
[13 empty] | 100mm adaptor | 20 |  |  | 20 | 1 | 1 | 20 | 0 |  |  |  | 0 | 0 | [6 empty] | 0
[13 empty] | Joint rubber for WC pan adaptor | 15 |  |  | 15 | 1 | 1 | 15 | 0 |  |  |  | 0 | 0 | [6 empty] | 0
[13 empty] | Add 10% for glue and sundries | 24.91 |  |  | 24.91 | 1 | 1 | 24.91 | 0 |  |  |  | 0 | 0 | [6 empty] | 0
[17 empty] | 0 |  |  | 0 | 0 |  |  |  | 0 | 0 | [6 empty] | 0
[17 empty] | 0 |  |  | 0 | 0 |  |  |  | 0 | 0 | [6 empty] | 0
[17 empty] | 0 |  |  | 0 | 0 |  |  |  | 0 | 0 | [6 empty] | 0
[17 empty] | 0 |  |  | 0 | 0 |  |  |  | 0 | 0 |  |  |  | 0 | 0 | 0 | 0
[17 empty] | 0 |  |  | 0 | 0 |  |  |  | 0 | 0 |  |  |  | 0 | 0 | 0 | 0
|  | Wash hand basin complete with bracket, cold tap, trap, and | [8 empty] | 2 | no | Wash basin complete with brackets 22"x12" | 100 |  |  | 100 | 1 | 1 | 100 | 662.42 | 4.6 | plumber & trademan | 4.4 | 20.24 | 40.48 | [5 empty] | 351.45 | 702.9
|  | plug and waste. | [10 empty] | 15mm tap complete with adaptors | 50 |  |  | 50 | 1 | 1 | 50 | [12 empty] | 0
[13 empty] | 15mm pvc pipe - 2 m price per 6m length | 17.1 |  |  | 17.1 | 1 | 1 | 17.1 | [12 empty] | 0
[13 empty] | 15mm gate valve with 2 no. 15mm male adaptor | 16 |  |  | 16 | 1 | 1 | 16 | [12 empty] | 0
[13 empty] | 15mm female adaptor - 2 no. PC sum 16.00 | 16 |  |  | 16 | 1 | 1 | 16 | [12 empty] | 0
[13 empty] | 32mm plug & waste | 30 |  |  | 30 | 1 | 1 | 30 | [12 empty] | 0
[13 empty] | 32mm S trap with female adaptor | 20 |  |  | 20 | 1 | 1 | 20 | [12 empty] | 0
[13 empty] | 32mm male adaptor - PC sum 10.00 | 10 |  |  | 10 | 1 | 1 | 10 | [12 empty] | 0
[13 empty] | 32mm pvc pipe 2 m long price per 6m length | 42 |  |  | 42 | 1 | 1 | 42 | [12 empty] | 0
[13 empty] | Add 10% for glue and sundries | 30.11 |  |  | 30.11 | 1 | 1 | 30.11 | [12 empty] | 0
[17 empty] | 0 |  |  | 0 | 0 |  |  |  | 0 | 0 | [5 empty] | 0 | 0
|  | Sink unit of double bowl double drainer 1800mm long complete | [14 empty] | 0 |  |  | 0 |  |  |  |  | 0 | 0 |  |  |  | 0 | 0 |  | 0
|  | with cold tap, trap, and plug and waste. | [8 empty] | 1 | no | Double bowl s/s sink | 180 |  |  | 180 | 1 | 1 | 180 | 419.21 | 5.3 | Plumber & trademan | 4.4 | 23.32 | 23.32 |  |  |  | 0 | 0 | 442.53 | 442.53
[13 empty] | 15mm tap complete with adaptors 2 no. | 50 |  |  | 50 | 1 | 1 | 50 |  |  |  |  | 0 | 0 |  |  |  | 0 | 0 |  | 0
[13 empty] | 15mm pvc pipe - 2 m price per 6m length | 17.1 |  |  | 17.1 | 1 | 1 | 17.1 |  |  |  |  | 0 | 0 |  |  |  | 0 | 0 |  | 0
[13 empty] | 15mm gate valve with 2 no. 12mm male adaptor | 16 |  |  | 16 | 1 | 1 | 16 |  |  |  |  | 0 | 0 |  |  |  | 0 | 0 |  | 0
[13 empty] | 15mm female adaptor - 2 no. PC sum 16.00 | 16 |  |  | 16 | 1 | 1 | 16 |  |  |  |  | 0 | 0 |  |  |  | 0 | 0 |  | 0
[13 empty] | 32mm plug & waste | 30 |  |  | 30 | 1 | 1 | 30 |  |  |  |  | 0 | 0 |  |  |  | 0 | 0 |  | 0
[13 empty] | 32mm S trap with female adaptor | 20 |  |  | 20 | 1 | 1 | 20 |  |  |  |  | 0 | 0 |  |  |  | 0 | 0 |  | 0
[13 empty] | 32mm male adaptor - PC sum 10.00 | 10 |  |  | 10 | 1 | 1 | 10 |  |  |  |  | 0 | 0 |  |  |  | 0 | 0 |  | 0
[13 empty] | 32mm pvc pipe 2 m long price per 6m length | 42 |  |  | 42 | 1 | 1 | 42 |  |  |  |  | 0 | 0 |  |  |  | 0 | 0 |  | 0
[13 empty] | Add 10% for glue and sundries | 38.11 |  |  | 38.11 | 1 | 1 | 38.11 |  |  |  |  | 0 | 0 |  |  |  | 0 | 0 |  | 0
[17 empty] | 0 |  |  | 0 | 0 |  |  |  | 0 | 0 |  |  |  | 0 | 0 | 0 | 0
|  | Sink unit of single bowl double drainer 1800mm long complete | [9 empty] | no | Single bowl s/s sink | 150 |  |  | 150 | 1 | 1 | 150 | 0 | 4.6 | Plumber & trademan | 4.4 | 20.24 | 0 |  |  |  | 0 |  | 406.45 | 0
|  | with cold tap, trap, and plug and waste. | [10 empty] | 15mm tap complete with adaptors 2 no. | 50 |  |  | 50 | 1 | 1 | 50 | 0 |  |  |  | 0 | 0 |  |  |  | 0 |  |  | 0
[13 empty] | 15mm pvc pipe - 2 m price per 6m length | 17.1 |  |  | 17.1 | 1 | 1 | 17.1 | 0 |  |  |  | 0 | 0 |  |  |  | 0 |  |  | 0
[13 empty] | 15mm gate valve with 2 no. 12mm male adaptor | 16 |  |  | 16 | 1 | 1 | 16 | 0 |  |  |  | 0 | 0 |  |  |  | 0 |  |  | 0
[13 empty] | 15mm female adaptor - 2 no. PC sum 16.00 | 16 |  |  | 16 | 1 | 1 | 16 | 0 |  |  |  | 0 | 0 |  |  |  | 0 |  |  | 0
[13 empty] | 32mm plug & waste | 30 |  |  | 30 | 1 | 1 | 30 | 0 |  |  |  | 0 | 0 |  |  |  | 0 |  |  | 0
[13 empty] | 32mm S trap with female adaptor | 20 |  |  | 20 | 1 | 1 | 20 | 0 |  |  |  | 0 | 0 |  |  |  | 0 |  |  | 0
[13 empty] | 32mm male adaptor - PC sum 10.00 | 10 |  |  | 10 | 1 | 1 | 10 | 0 |  |  |  | 0 | 0 |  |  |  | 0 |  |  | 0
[13 empty] | 32mm pvc pipe 2 m long price per 6m length | 42 |  |  | 42 | 1 | 1 | 42 | 0 |  |  |  | 0 | 0 |  |  |  | 0 |  |  | 0
[13 empty] | Add 10% for glue and sundries | 35.11 |  |  | 35.11 | 1 | 1 | 35.11 | 0 |  |  |  | 0 | 0 |  |  |  | 0 |  |  | 0
[17 empty] | 0 |  |  | 0 | 0 |  |  |  | 0 | 0 |  |  |  | 0 | 0 | 0 | 0
[17 empty] | 0 |  |  | 0 | 0 |  |  |  | 0 | 0 |  |  |  | 0 | 0 | 0 | 0
|  | Laundry trough single unit complete with cold tap, trap, and | [9 empty] | no | Laundry trough single unit | 300 |  |  | 300 | 1 | 1 | 300 | 0 | 4.6 | Plumber & trademan | 4.4 | 20.24 | 0 |  |  |  | 0 |  | 571.45 | 0
|  | plug and waste | [10 empty] | 15mm tap complete with adaptors 2 no. | 50 |  |  | 50 | 1 | 1 | 50 | 0 |  |  |  | 0 | 0 |  |  |  | 0 |  |  | 0
[13 empty] | 15mm pvc pipe - 2 m price per 6m length | 17.1 |  |  | 17.1 | 1 | 1 | 17.1 | 0 |  |  |  | 0 | 0 |  |  |  | 0 |  |  | 0
[13 empty] | 15mm gate valve with 2 no. 12mm male adaptor | 16 |  |  | 16 | 1 | 1 | 16 | 0 |  |  |  | 0 | 0 |  |  |  | 0 |  |  | 0
[13 empty] | 15mm female adaptor - 2 no. PC sum 16.00 | 16 |  |  | 16 | 1 | 1 | 16 | 0 |  |  |  | 0 | 0 |  |  |  | 0 |  |  | 0
[13 empty] | 32mm plug & waste | 30 |  |  | 30 | 1 | 1 | 30 | 0 |  |  |  | 0 | 0 |  |  |  | 0 |  |  | 0
[13 empty] | 32mm S trap with female adaptor | 20 |  |  | 20 | 1 | 1 | 20 | 0 |  |  |  | 0 | 0 |  |  |  | 0 |  |  | 0
[13 empty] | 32mm male adaptor - PC sum 10.00 | 10 |  |  | 10 | 1 | 1 | 10 | 0 |  |  |  | 0 | 0 |  |  |  | 0 |  |  | 0
[13 empty] | 32mm pvc pipe 2 m long price per 6m length | 42 |  |  | 42 | 1 | 1 | 42 | 0 |  |  |  | 0 | 0 |  |  |  | 0 |  |  | 0
[13 empty] | Add 10% for glue and sundries | 50.11 |  |  | 50.11 | 1 | 1 | 50.11 | 0 |  |  |  | 0 | 0 |  |  |  | 0 |  |  | 0
[17 empty] | 0 |  |  | 0 | 0 |  |  |  | 0 | 0 |  |  |  | 0 | 0 | 0 | 0
[17 empty] | 0 |  |  | 0 | 0 |  |  |  | 0 | 0 |  |  |  | 0 | 0 | 0 | 0
|  | Laundry trough double unit complete with cold tap, trap, and | [9 empty] | no | Laundry trough double unit | 500 |  |  | 500 | 1 | 1 | 500 | 0 | 5.3 | Plumber & trademan | 4.4 | 23.32 | 0 |  |  |  | 0 | 0 | 794.53 | 0
|  | plug and waste | [10 empty] | 15mm tap complete with adaptors 2 no. | 50 |  |  | 50 | 1 | 1 | 50 | 0 |  |  |  | 0 | 0 |  |  |  | 0 | 0 |  | 0
[13 empty] | 15mm pvc pipe - 2 m price per 6m length | 17.1 |  |  | 17.1 | 1 | 1 | 17.1 | 0 |  |  |  | 0 | 0 |  |  |  | 0 | 0 |  | 0
[13 empty] | 15mm gate valve with 2 no. 12mm male adaptor | 16 |  |  | 16 | 1 | 1 | 16 | 0 |  |  |  | 0 | 0 |  |  |  | 0 | 0 |  | 0
[13 empty] | 15mm female adaptor - 2 no. PC sum 16.00 | 16 |  |  | 16 | 1 | 1 | 16 | 0 |  |  |  | 0 | 0 |  |  |  | 0 | 0 |  | 0
[13 empty] | 32mm plug & waste | 30 |  |  | 30 | 1 | 1 | 30 | 0 |  |  |  | 0 | 0 |  |  |  | 0 | 0 |  | 0
[13 empty] | 32mm S trap with female adaptor | 20 |  |  | 20 | 1 | 1 | 20 | 0 |  |  |  | 0 | 0 |  |  |  | 0 | 0 |  | 0
[13 empty] | 32mm male adaptor - PC sum 10.00 | 10 |  |  | 10 | 1 | 1 | 10 | 0 |  |  |  | 0 | 0 |  |  |  | 0 | 0 |  | 0
[13 empty] | 32mm pvc pipe 2 m long price per 6m length | 42 |  |  | 42 | 1 | 1 | 42 | 0 |  |  |  | 0 | 0 |  |  |  | 0 | 0 |  | 0
[13 empty] | Add 10% for glue and sundries | 70.11 |  |  | 70.11 | 1 | 1 | 70.11 | 0 |  |  |  | 0 | 0 |  |  |  | 0 | 0 |  | 0
[17 empty] | 0 |  |  | 0 | 0 |  |  |  | 0 | 0 |  |  |  | 0 | 0 | 0 | 0
[17 empty] | 0 |  |  | 0 | 0 |  |  |  | 0 | 0 |  |  |  | 0 | 0 | 0 | 0
[17 empty] | 0 |  |  | 0 | 0 |  |  |  | 0 | 0 |  |  |  | 0 | 0 | 0 | 0
[17 empty] | 0 |  |  | 0 | 0 |  |  |  | 0 | 0 |  |  |  | 0 | 0 | 0 | 0
|  | Bath tub 1800mm long complete with trap, standpipe with tap, | [9 empty] | no | Bath tub PC sum 600.00 | 750 |  |  | 750 | 1 | 1 | 750 | 0 | 5.3 | plumber & trademan | 4.4 | 23.32 | 0 |  |  |  | 0 | 0 | 1049.73 | 0
|  | and plug and waste | [10 empty] | 15mm tap complete with adaptors 2 no. | 50 |  |  | 50 | 1 | 1 | 50 | 0 |  |  |  | 0 | 0 |  |  |  | 0 | 0 |  | 0
[13 empty] | 15mm pvc pipe - 2 m price per 6m length | 17.1 |  |  | 17.1 | 1 | 1 | 17.1 | 0 |  |  |  | 0 | 0 |  |  |  | 0 | 0 |  | 0
[13 empty] | 15mm gate valve with 2 no. 12mm male adaptor | 16 |  |  | 16 | 1 | 1 | 16 | 0 |  |  |  | 0 | 0 |  |  |  | 0 | 0 |  | 0
[13 empty] | 15mm female adaptor - 2 no. PC sum 16.00 | 16 |  |  | 16 | 1 | 1 | 16 | 0 |  |  |  | 0 | 0 |  |  |  | 0 | 0 |  | 0
[13 empty] | 38mm plug & waste | 30 |  |  | 30 | 1 | 1 | 30 | 0 |  |  |  | 0 | 0 |  |  |  | 0 | 0 |  | 0
[13 empty] | 38mm S trap | 25 |  |  | 25 | 1 | 1 | 25 | 0 |  |  |  | 0 | 0 |  |  |  | 0 | 0 |  | 0
[13 empty] | 38mm male adaptor - | 16 |  |  | 16 | 1 | 1 | 16 | 0 |  |  |  | 0 | 0 |  |  |  | 0 | 0 |  | 0
[13 empty] | 38mm pvc pipe 2m price per 6m length | 13 |  |  | 13 | 1 | 1 | 13 | 0 |  |  |  | 0 | 0 |  |  |  | 0 | 0 |  | 0
[13 empty] | Add 10% for glue and sundries | 93.31 |  |  | 93.31 | 1 | 1 | 93.31 | 0 |  |  |  | 0 | 0 |  |  |  | 0 | 0 |  | 0
[17 empty] | 0 |  |  | 0 | 0 |  |  |  | 0 | 0 |  |  |  | 0 | 0 | 0 | 0
[17 empty] | 0 |  |  | 0 | 0 |  |  |  | 0 | 0 |  |  |  | 0 | 0 | 0 | 0
[17 empty] | 0 |  |  | 0 | 0 |  |  |  | 0 | 0 |  |  |  | 0 | 0 | 0 | 0
|  | Shower tray 762mm square complete with trap, plug and waste. | [9 empty] | no | Shower tray 30"x30"x7" | 350 |  |  | 350 | 1 | 1 | 350 | 0 | 5.3 | plumber & trademan | 4.4 | 23.32 | 0 |  |  |  | 0 | 0 | 500.72 | 0
[13 empty] | 38mm plug & waste | 30 |  |  | 30 | 1 | 1 | 30 | 0 |  |  |  | 0 | 0 |  |  |  | 0 | 0 |  | 0
[13 empty] | 38mm S trap | 25 |  |  | 25 | 1 | 1 | 25 | 0 |  |  |  | 0 | 0 |  |  |  | 0 | 0 |  | 0
[13 empty] | 38mm male adaptor - | 16 |  |  | 16 | 1 | 1 | 16 | 0 |  |  |  | 0 | 0 |  |  |  | 0 | 0 |  | 0
[13 empty] | 38mm pvc pipe 2m price per 6m length | 13 |  |  | 13 | 1 | 1 | 13 | 0 |  |  |  | 0 | 0 |  |  |  | 0 | 0 |  | 0
[13 empty] | Add 10% for glue and sundries | 43.4 |  |  | 43.4 | 1 | 1 | 43.4 | 0 |  |  |  | 0 | 0 |  |  |  | 0 | 0 |  | 0
[17 empty] | 0 |  |  | 0 | 0 |  |  |  | 0 | 0 |  |  |  | 0 | 0 | 0 | 0
[17 empty] | 0 |  |  | 0 | 0 |  |  |  | 0 | 0 |  |  |  | 0 | 0 | 0 | 0
|  | Shower unit complete with shower arm, rose, and valve. | [14 empty] | 0 |  |  | 0 | 0 |  |  |  | 0 | 0 |  |  |  | 0 | 0 | 0 | 0
[11 empty] | 1 | no | 15mm pvc pipe 3m price per 6m length | 17.1 |  |  | 17.1 | 1 | 1 | 17.1 | 144.21 | 5.3 | plumber & trademan | 4.4 | 23.32 | 23.32 |  |  |  | 0 | 0 | 167.53 | 167.53
[13 empty] | 15mm shower arm complete with needle 2.5mm | 50 |  |  | 50 | 1 | 1 | 50 | 0 |  |  |  | 0 | 0 |  |  |  | 0 | 0 |  | 0
[13 empty] | Shower rose 1/2" x 3 1/3" | 30 |  |  | 30 | 1 | 1 | 30 | 0 |  |  |  | 0 | 0 |  |  |  | 0 | 0 |  | 0
[13 empty] | Shower control valve 1/2" with adaptors | 16 |  |  | 16 | 1 | 1 | 16 | 0 |  |  |  | 0 | 0 |  |  |  | 0 | 0 |  | 0
[13 empty] | 15mm female adaptor | 16 |  |  | 16 | 1 | 1 | 16 | 0 |  |  |  | 0 | 0 |  |  |  | 0 | 0 |  | 0
[13 empty] | 15mm elbow 2 no. | 2 |  |  | 2 | 1 | 1 | 2 | 0 |  |  |  | 0 | 0 |  |  |  | 0 | 0 |  | 0
[13 empty] | Add 10% for glue and sundries | 13.11 |  |  | 13.11 | 1 | 1 | 13.11 | 0 |  |  |  | 0 | 0 |  |  |  | 0 | 0 |  | 0
[17 empty] | 0 |  |  | 0 | 0 |  |  |  | 0 | 0 |  |  |  | 0 | 0 | 0 | 0
| TOTAL CARRIED TO SUMMARY | [19 empty] | 3801.47 |  |  |  |  | 765.6 |  |  |  |  | 0 |  | 4567.07
[17 empty] | 0 |  |  | 0 | 0 |  |  |  | 0 | 0 |  |  |  | 0 | 0 | 0 | 0
|  | DRAINAGE | [14 empty] | 0 |  |  | 0 | 0 |  |  |  | 0 | 0 |  |  |  | 0 | 0 | 0 | 0
[17 empty] | 0 |  |  | 0 | 0 |  |  |  | 0 | 0 |  |  |  | 0 | 0 | 0 | 0
|  | Preambles: | [14 empty] | 0 |  |  | 0 | 0 |  |  |  | 0 | 0 |  |  |  | 0 | 0 | 0 | 0
|  | Rates for trenching include excavation, backfilling, consolidating, carting away | [14 empty] | 0 |  |  | 0 | 0 |  |  |  | 0 | 0 |  |  |  | 0 | 0 | 0 | 0
|  | surplus material, maintaining and supporting sides of trenches, grading bottoms, | [14 empty] | 0 |  |  | 0 | 0 |  |  |  | 0 | 0 |  |  |  | 0 | 0 | 0 | 0
|  | and keeping free from water | [14 empty] | 0 |  |  | 0 | 0 |  |  |  | 0 | 0 |  |  |  | 0 | 0 | 0 | 0
[17 empty] | 0 |  |  | 0 | 0 |  |  |  | 0 | 0 |  |  |  | 0 | 0 | 0 | 0
[17 empty] | 0 |  |  | 0 | 0 |  |  |  | 0 | 0 |  |  |  | 0 | 0 | 0 | 0
|  | Excavate trench for pipe 0-150mm | [8 empty] | 20 | m | excavate trench 0-1m deep |  |  |  | 0 |  |  | 0 | 0 | 1.44 | 3trademan | 4.4 | 6.336 | 126.72 | water pump | 6.8966 | 1.44 | 9.931 | 198.6207 | 16.267 | 325.3407
[17 empty] | 0 |  |  | 0 | 0 |  |  |  | 0 | 0 |  |  |  | 0 | 0 | 0 | 0
|  | Extra value for opening of roads | [9 empty] | m |  |  |  |  | 0 |  |  | 0 | 0 | 1.728 | 3trademan | 4.4 | 7.6032 | 0 | water pump | 6.8966 | 1.44 | 9.931 | 0 | 17.5342 | 0
[17 empty] | 0 |  |  | 0 | 0 |  |  |  | 0 | 0 |  |  |  | 0 | 0 | 0 | 0
|  | Lay pvc pipe 100 mm diameter in trench | [8 empty] | 20 | m | 100mm dia pvc pipe | 13.1667 | 1.3167 | 2.6333 | 17.1167 | 1 | 1 | 17.1167 | 342.3333 | 0.7 | plumber | 4.4 | 3.08 | 61.6 |  |  |  | 0 | 0 | 20.1967 | 403.9333
[17 empty] | 0 |  |  | 0 | 0 |  |  |  | 0 | 0 |  |  |  | 0 | 0 | 0 | 0
|  | Ditto but 150 ditto | [9 empty] | m | 150mm dia pvc pipe Pc sum $ $17/m | 43 | 4.3 | 8.6 | 55.9 | 1 | 1 | 55.9 | 0 | 0.84 | plumber | 4.4 | 3.696 | 0 |  |  |  | 0 | 0 | 59.596 | 0
[17 empty] | 0 |  |  | 0 | 0 |  |  |  | 0 | 0 |  |  |  | 0 | 0 | 0 | 0
|  | Ditto but 75mm diameter ditto | [9 empty] | m | 75mm dia pvc pipe | 34 | 3.4 | 6.8 | 44.2 | 1 | 1 | 44.2 | 0 | 0.7 | plumber | 4.4 | 3.08 | 0 |  |  |  | 0 | 0 | 47.28 | 0
[17 empty] | 0 |  |  | 0 | 0 |  |  |  | 0 | 0 |  |  |  | 0 | 0 | 0 | 0
|  | Ditto but 40mm diameter ditto | [9 empty] | m | 40mm dia pvc pipe | 7.5 | 0.75 | 1.5 | 9.75 | 1 | 1 | 9.75 | 0 | 0.5 | plumber | 4.4 | 2.2 | 0 |  |  |  | 0 | 0 | 11.95 | 0
[17 empty] | 0 |  |  | 0 | 0 |  |  |  | 0 | 0 |  |  |  | 0 | 0 | 0 | 0
|  | Fittings | [14 empty] | 0 |  |  | 0 | 0 |  |  |  | 0 | 0 |  |  |  | 0 | 0 | 0 | 0
|  | 100mm dia bend | [8 empty] | 6 | no |  | 14.5 | 1.45 | 2.9 | 18.85 | 1 | 1 | 18.85 | 113.1 | 1 | plumber | 4.4 | 4.4 | 26.4 |  |  |  | 0 | 0 | 23.25 | 139.5
|  | 100mm dia tee | [8 empty] | 6 | no |  | 14.5 | 1.45 | 2.9 | 18.85 | 1 | 1 | 18.85 | 113.1 | 1 | plumber | 4.4 | 4.4 | 26.4 |  |  |  | 0 | 0 | 23.25 | 139.5
|  | 100mm dia y junction | [8 empty] | 6 | no |  | 14.5 | 1.45 | 2.9 | 18.85 | 1 | 1 | 18.85 | 113.1 | 1 | plumber | 4.4 | 4.4 | 26.4 |  |  |  | 0 | 0 | 23.25 | 139.5
[17 empty] | 0 |  |  | 0 | 0 |  |  |  | 0 | 0 |  |  |  | 0 | 0 | 0 | 0
|  | 150mm bend | [9 empty] | no |  | 34 | 3.4 | 40.8 | 78.2 | 1 | 1 | 78.2 | 0 | 1 | plumber | 4.4 | 4.4 | 0 |  |  |  | 0 | 0 | 82.6 | 0
|  | 150mm dia tee | [9 empty] | no |  | 34 | 3.4 | 40.8 | 78.2 | 1 | 1 | 78.2 | 0 | 1 | plumber | 4.4 | 4.4 | 0 |  |  |  | 0 | 0 | 82.6 | 0
|  | 150mm dia y-junction | [9 empty] | no |  | 34 | 3.4 | 40.8 | 78.2 | 1 | 1 | 78.2 | 0 | 1 | plumber | 4.4 | 4.4 | 0 |  |  |  | 0 | 0 | 82.6 | 0
[17 empty] | 0 |  |  | 0 | 0 |  |  |  | 0 | 0 |  |  |  | 0 | 0 | 0 | 0
|  | 75mm bend | [9 empty] | no |  | 20 | 2 | 4 | 26 | 1 | 1 | 26 | 0 | 1 | plumber | 4.4 | 4.4 | 0 |  |  |  | 0 | 0 | 30.4 | 0
|  | 75mm dia tee | [9 empty] | no |  | 20 | 2 | 4 | 26 | 1 | 1 | 26 | 0 | 1 | plumber | 4.4 | 4.4 | 0 |  |  |  | 0 | 0 | 30.4 | 0
|  | 75mm dia y-junction | [9 empty] | no |  | 20 | 2 | 4 | 26 | 1 | 1 | 26 | 0 | 1 | plumber | 4.4 | 4.4 | 0 |  |  |  | 0 | 0 | 30.4 | 0
[17 empty] | 0 |  |  | 0 | 0 |  |  |  | 0 | 0 |  |  |  | 0 | 0 | 0 | 0
|  | 100mm Gully trap | [8 empty] | 1 | no | Pc sum $120 | 120 | 0 | 0 | 120 | 1 | 1 | 120 | 120 | 1 | plumber | 4.4 | 4.4 | 4.4 |  |  |  | 0 | 0 | 124.4 | 124.4
|  | Manholes | [8 empty] | 1 | no | Pc sum $200 | 200 |  |  | 200 | 1 | 1 | 200 | 200 | 1 | plumber | 4.4 | 4.4 | 4.4 |  |  |  | 0 | 0 | 204.4 | 204.4
|  | inspection champer | [8 empty] | 1 | no | Pc sum $200 | 200 |  |  | 200 | 1 | 1 | 200 | 200 | 1 | plumber | 4.4 | 4.4 | 4.4 |  |  |  | 0 | 0 | 204.4 | 204.4
[17 empty] | 0 |  |  | 0 | 0 |  |  |  | 0 | 0 |  |  |  | 0 | 0 | 0 | 0
|  | Septic tank type 3 size: 3.2x1.2x2m deep | [8 empty] | 1 | no |  | 1800 | 0 | 0 | 1800 | 1 | 1 | 1800 | 1800 | 1 |  | 1474.25 | 1474.25 | 1500 |  | 1 | 1 | 256 | 256 | 3530.25 | 3556
[17 empty] | 0 |  |  | 0 | 0 |  |  |  | 0
[17 empty] | 0 |  |  | 0 | 0 |  |  |  | 0 | 0 |  |  |  | 0 | 0 | 0 | 0
[17 empty] | 0 |  |  | 0 | 0 |  |  |  | 0 | 0 |  |  |  | 0 | 0 | 0 | 0
[17 empty] | 0 |  |  | 0 | 0 |  |  |  | 0 | 0 |  |  |  | 0 | 0 | 0 | 0
| TOTAL CARRIED TO SUMMARY | [19 empty] | 3001.6333 |  |  |  |  | 1780.72 |  |  |  |  | 454.6207 |  | 5236.974
[17 empty] | 0 |  |  | 0 | 0 |  |  |  | 0 | 0 |  |  |  | 0 | 0 | 0 | 0
|  | FIRE PROTECTION | [14 empty] | 0 |  |  | 0 | 0 |  |  |  | 0 | 0 |  |  |  | 0 | 0 | 0 | 0
[17 empty] | 0 |  |  | 0 | 0 |  |  |  | 0 | 0 |  |  |  | 0 | 0 | 0 | 0
|  | Approved Hand held fire extinguishers, wall mounted 9kg dry powder ABC type | [8 empty] | 6 | no | Pc sum $300 | 300 |  |  | 300 | 1 | 1 | 300 | 1800 |  |  |  | 0 | 0 |  |  |  | 0 | 0 | 300 | 1800
[17 empty] | 0 |  |  | 0 | 0 |  |  |  | 0 | 0 |  |  |  | 0 | 0 | 0 | 0
|  | Approved smoke detectors (battery operated) fix in position | [8 empty] | 6 | no | Pc sum $100 | 100 |  |  | 100 | 1 | 1 | 100 | 600 |  |  |  | 0 | 0 |  |  |  | 0 | 0 | 100 | 600
[17 empty] | 0 |  |  | 0 | 0 |  |  |  | 0 | 0 |  |  |  | 0 | 0 | 0 | 0
[17 empty] | 0 |  |  | 0 | 0 |  |  |  | 0 | 0 |  |  |  | 0 | 0 | 0 | 0
[17 empty] | 0 |  |  | 0 | 0 |  |  |  | 0 | 0 |  |  |  | 0 | 0 | 0 | 0
[17 empty] | 0 |  |  | 0 | 0 |  |  |  | 0 | 0 |  |  |  | 0 | 0 | 0 | 0
[17 empty] | 0 |  |  | 0 | 0 |  |  |  | 0 | 0 |  |  |  | 0 | 0 | 0 | 0
| TOTAL CARRIED TO SUMMARY | [19 empty] | 2400 |  |  |  |  | 0 |  |  |  |  | 0 |  | 2400
[17 empty] | 0 |  |  | 0 | 0 |  |  |  | 0 | 0 |  |  |  | 0 | 0 | 0 | 0
|  | ELECTRICAL SERVICES | [14 empty] | 0 |  |  | 0 | 0 |  |  |  | 0 | 0 |  |  |  | 0 | 0 | 0 | 0
|  | Preambles: | [14 empty] | 0 |  |  | 0 | 0 |  |  |  | 0 | 0 |  |  |  | 0 | 0 | 0 | 0
Final external colors of the boards shall be as selected by the Architect.
Rates for circuits include for all circuit wiring, connections at boards, terminations
at outlets, outlet boxes and for all cutting away, drilling through timber and the like and
making good and all clips and other fixings.
Where circuits are run in conduit rates shall include for supplying and fixing all
conduit complete with all fixings and brackets, including building into concrete or
blockwork where required and for cutting neat openings in blockwork for outlet
boxes and the like.
|  | Main switchboard and distribution board | [14 empty] | 0 |  |  | 0 | 0 |  |  |  | 0 | 0 |  |  |  | 0 | 0 | 0 | 0
|  | Switchboard complete with circuit breakers, wiring and connections and other | [8 empty] | 1 | no | Pc sum $260 | 260 | 0 | 0 | 260 | 1 | 1 | 260 | 260 | 4 | Elec &trademan | 9.4 | 37.6 | 37.6 |  |  |  | 0 | 0 | 297.6 | 297.6
|  | associated component as detailed. | [14 empty] | 0 |  |  | 0 | 0 |  |  |  | 0 | 0 |  |  |  | 0 | 0 | 0 | 0
[17 empty] | 0 |  |  | 0 | 0 |  |  |  | 0 | 0 |  |  |  | 0 | 0 | 0 | 0
|  | Mains | [14 empty] | 0 |  |  | 0 | 0 |  |  |  | 0 | 0 |  |  |  | 0 | 0 | 0 | 0
|  | Allow for connection to existing main | [8 empty] | 1 | no |  |  |  |  | 0 |  |  | 0 | 0 |  |  |  | 0 | 0 |  | 150 | 1 | 150 | 150 | 150 | 150
[17 empty] | 0 |  |  | 0 | 0 |  |  |  | 0 | 0 |  |  |  | 0 | 0 | 0 | 0
|  | Light Circuit | [8 empty] | 29 | no | cable-1.5mm2 @ 4m on average incl tails | 8 | 0 | 0.8 | 8.8 | 1 | 1 | 8.8 | 962.075 | 1 | Elec &trademan | 4.7 | 4.7 | 136.3 |  |  |  | 0 | 0 | 37.875 | 1098.375
|  | Circuit wiring using 1.5mm2 cable from switchboard to ceiling spaces with droppers | [10 empty] | 15mm dia pvc conduit pvc pipe @ 8.55 per 2.5m | 21.375 | 0 | 0 | 21.375 | 1 | 1 | 21.375 | 0 |  |  |  | 0 | 0 | [6 empty] | 0
|  | to light fittings (include conduit where required) | [10 empty] | pvc clip at 300mm c-c , say 10nos /m @ .30 | 3 | 0 | 0 | 3 | 1 | 1 | 3 | 0 |  |  |  | 0 | 0 |  |  |  | 0 | 0 | 3 | 0
[17 empty] | 0 |  |  | 0 | 0 |  |  |  | 0 | 0 |  |  |  | 0 | 0 | 0 | 0
[17 empty] | 0 |  |  | 0 | 0 |  |  |  | 0 | 0 |  |  |  | 0 | 0 | 0 | 0
|  | Power circuit | [14 empty] | 0 |  |  | 0 | 0 |  |  |  | 0 | 0 |  |  |  | 0 | 0 | 0 | 0
|  | Circuit wiring using 2.5mm2 cable from switchboard to ceiling spaces with droppers | [8 empty] | 28 | no | cable-2.5mm2 @ 4m on average incl tails | 12 | 0 | 2.4 | 14.4 | 1 | 1 | 14.4 | 1085.7 | 1 | Elec &trademan | 4.7 | 4.7 | 131.6 |  |  |  | 0 | 0 | 43.475 | 1217.3
|  | to power outlet fittings (include conduit where required) | [10 empty] | 15mm dia pvc conduit pvc pipe @ 8.55 per 2.5m | 21.375 | 0 | 0 | 21.375 | 1 | 1 | 21.375 | 0 |  |  |  | 0 | 0 |  |  |  | 0 | 0 |  | 0
[13 empty] | pvc clip at 300mm c-c , say 10nos /m @ .30 | 3 | 0 | 0 | 3 | 1 | 1 | 3 | 0 |  |  |  | 0 | 0 |  |  |  | 0 | 0 |  | 0
|  | Ceiling fan circuit | [18 empty] | 0 |  |  |  | 0 | 0 |  |  |  | 0 | 0 |  | 0
|  | Circuit wiring using 1.5mm2 cable from switchboard to ceiling spaces with droppers | [9 empty] | no | cable-1.5mm2 @ 4m on average incl tails | 8 | 0 | 0.8 | 8.8 | 1 | 1 | 8.8 | 0 | 1 | Elec &trademan | 4.7 | 4.7 | 0 |  |  |  | 0 | 0 | 37.875 | 0
|  | to ceiling fan fittings (include conduit where required) | [10 empty] | 15mm dia pvc conduit pvc pipe @ 8.55 per 2.5m | 21.375 | 0 | 0 | 21.375 | 1 | 1 | 21.375 | 0 |  |  |  | 0 | 0 |  |  |  | 0 | 0 |  | 0
[13 empty] | pvc clip at 300mm c-c , say 10nos /m @ .30 | 3 | 0 | 0 | 3 | 1 | 1 | 3 | 0 |  |  |  | 0 | 0 |  |  |  | 0 | 0 |  | 0
[21 empty] | 0 |  |  |  | 0 | 0 |  |  |  | 0 | 0 |  | 0
[21 empty] | 0 |  |  |  | 0 | 0 |  |  |  | 0 | 0 |  | 0
[21 empty] | 0 |  |  |  | 0 | 0 |  |  |  | 0 | 0 |  | 0
|  | Fittings | [14 empty] | 0 |  |  | 0 | 0 |  |  |  | 0 | 0 |  |  |  | 0 | 0 | 0 | 0
|  | Air condition wall mounted | [9 empty] | no | Fix bracket - 1 carpenter & labourer at 6 hrs |  |  |  | 0 |  |  | 0 |  | 6 | trademan | 4.4 | 26.4 | 0 |  |  |  | 0 | 0 | 2127.552 | 0
[13 empty] | 100x50 pine frame 7m | 34.3 | 3.43 | 6.0025 | 43.7325 | 1 | 1 | 43.7325 | 0 |  |  |  | 0 | 0 |  |  |  | 0 | 0 |  | 0
[13 empty] | 100x25mm boarding 3m | 14.7 | 0.147 | 2.5725 | 17.4195 | 1 | 1 | 17.4195 | 0 |  |  |  | 0 | 0 |  |  |  | 0 | 0 |  | 0
[13 empty] | Air condition 18000 btu (PC sum 2000.00 supplied) | 2040 | 0 | 0 | 2040 | 1 | 1 | 2040 | 0 |  |  |  | 0 | 0 |  |  |  | 0 |  |  | 0
[17 empty] | 0 |  |  | 0 | 0 |  |  |  | 0 | 0 |  |  |  | 0 | 0 | 0 | 0
[17 empty] | 0 |  |  | 0 | 0 |  |  |  | 0 | 0 |  |  |  | 0 | 0 | 0 | 0
[17 empty] | 0 |  |  | 0 | 0 |  |  |  | 0 | 0 |  |  |  | 0 | 0 | 0 | 0
[17 empty] | 0 |  |  | 0 | 0 |  |  |  | 0 | 0 |  |  |  | 0 | 0 | 0 | 0
[17 empty] | 0 |  |  | 0 | 0 |  |  |  | 0 | 0 |  |  |  | 0 | 0 | 0 | 0
|  | Split unit air condition ceiling mounted | [8 empty] | 9 | no | Supply unit complete with compressor - PC 3500.00 | 3500 | 0 | 0 | 3500 | 1 | 1 | 3500 | 31500 | 14.5 | others | 5 | 72.5 | 652.5 | pc sum $150 for housing | 150 | 1 | 150 | 1350 | 3722.5 | 33502.5
[13 empty] | Allow PC 150.00 for drainage and housing |  |  |  | 0 |  |  | 0 | 0 |  |  |  | 0 | 0 |  |  |  | 0 | 0 | 0 | 0
[17 empty] | 0 |  |  | 0 | 0 |  |  |  | 0 | 0 |  |  |  | 0 | 0 | 0 | 0
[17 empty] | 0 |  |  | 0 | 0 |  |  |  | 0 | 0 |  |  |  | 0 | 0 | 0 | 0
|  | Led downlight strip (1200mm) | [8 empty] | 10 | no |  | 50 | 0 | 10 | 60 | 1 | 1 | 60 | 600 | 1 | Elec, & trademan | 4.7 | 4.7 | 47 |  |  |  | 0 | 0 | 64.7 | 647
[17 empty] | 0 |  |  | 0 | 0 |  |  |  | 0 | 0 |  |  |  | 0 | 0 | 0 | 0
[17 empty] | 0 |  |  | 0 | 0 |  |  |  | 0 | 0 |  |  |  | 0 | 0 | 0 | 0
[17 empty] | 0 |  |  | 0 | 0 |  |  |  | 0 | 0 |  |  |  | 0 | 0 | 0 | 0
[17 empty] | 0 |  |  | 0 | 0 |  |  |  | 0 | 0 |  |  |  | 0 | 0 | 0 | 0
|  | 2'0" fluorescent light fittings single tube complete. | [9 empty] | no | 2'0" fluo light fittings complete | 30 | 0 | 6 | 36 | 1 | 1 | 36 | 0 | 1 | Elec, & trademan | 4.7 | 4.7 | 0 |  |  |  | 0 | 0 | 40.7 | 0
[13 empty] | Add 20% for sundries |  |  |  | 0 |  |  | 0 | 0 |  |  |  | 0 | 0 |  |  |  | 0 | 0 | 0 | 0
[17 empty] | 0 |  |  | 0 | 0 |  |  |  | 0 | 0 |  |  |  | 0 | 0 | 0 | 0
[17 empty] | 0 |  |  | 0 | 0 |  |  |  | 0 | 0 |  |  |  | 0 | 0 | 0 | 0
|  | 2'0" fluorescent light fittings double tube complete. | [9 empty] | no | 2'0" fluo light fittings complete | 53 | 0 | 0 | 53 | 1 | 1 | 53 | 0 | 1 | Elec, & trademan | 4.7 | 4.7 | 0 |  |  |  | 0 | 0 | 57.7 | 0
[13 empty] | Add 20% for sundries |  |  |  | 0 |  |  | 0 | 0 |  |  |  | 0 | 0 |  |  |  | 0 | 0 | 0 | 0
[17 empty] | 0 |  |  | 0 | 0 |  |  |  | 0 | 0 |  |  |  | 0 | 0 | 0 | 0
|  | Led compact light | [8 empty] | 19 | no | Pendant light fittings complete - PC 20.00 supplied | 20 | 0 | 4 | 24 | 1 | 1 | 24 | 456 | 1 | Elec, & trademan | 4.7 | 4.7 | 89.3 |  |  |  | 0 | 0 | 28.7 | 545.3
[13 empty] | Add 20% for sundries |  |  |  | 0 |  |  | 0 | 0 |  |  |  | 0 | 0 |  |  |  | 0 | 0 | 0 | 0
[17 empty] | 0 |  |  | 0 | 0 |  |  |  | 0 | 0 |  |  |  | 0 | 0 | 0 | 0
[17 empty] | 0 |  |  | 0 | 0 |  |  |  | 0 | 0 |  |  |  | 0 | 0 | 0 | 0
|  | Ceiling fan 36" | [9 empty] | no | Ceiling fan supplied | 100 | 0 | 10 | 110 | 1 | 1 | 110 | 0 | 1 | Elec, & trademan | 4.7 | 4.7 | 0 |  |  |  | 0 | 0 | 114.7 | 0
[13 empty] | Add 20% for sundries |  |  |  | 0 |  |  | 0 | 0 |  |  |  | 0 | 0 |  |  |  | 0 | 0 | 0 | 0
[13 empty] | Labour - 1 electrician and 1 labourer at 1 hrs |  |  |  | 0 |  |  | 0 | 0 |  |  |  | 0 | 0 |  |  |  | 0 | 0 | 0 | 0
[13 empty] | Add 20% for sundries |  |  |  | 0 |  |  | 0 | 0 |  |  |  | 0 | 0 |  |  |  | 0 | 0 | 0 | 0
[17 empty] | 0 |  |  | 0 | 0 |  |  |  | 0 | 0 |  |  |  | 0 | 0 | 0 | 0
|  | Ceiling fan 48" | [9 empty] | no |  | 160 | 0 | 16 | 176 | 1 | 1 | 176 | 0 | 1 | Elec, & trademan | 4.7 | 4.7 | 0 |  |  |  | 0 | 0 | 180.7 | 0
[17 empty] | 0 |  |  | 0 | 0 |  |  |  | 0 | 0 |  |  |  | 0 | 0 | 0 | 0
[17 empty] | 0 |  |  | 0 | 0 |  |  |  | 0 | 0 |  |  |  | 0 | 0 | 0 | 0
[17 empty] | 0 |  |  | 0 | 0 |  |  |  | 0 | 0 |  |  |  | 0 | 0 | 0 | 0
[17 empty] | 0 |  |  | 0 | 0 |  |  |  | 0 | 0 |  |  |  | 0 | 0 | 0 | 0
|  | General power outlet single complete. | [9 empty] | no |  | 25 | 0 | 5 | 30 | 1 | 1 | 30 | 0 | 1 | Elec, & trademan | 4.7 | 4.7 | 0 |  |  |  | 0 | 0 | 34.7 | 0
[17 empty] | 0 |  |  | 0 | 0 |  |  |  | 0 | 0 |  |  |  | 0 | 0 | 0 | 0
[17 empty] | 0 |  |  | 0 | 0 |  |  |  | 0 | 0 |  |  |  | 0 | 0 | 0 | 0
|  | General power outlet double complete. | [8 empty] | 28 | no |  | 30 | 0 | 6 | 36 | 1 | 1 | 36 | 1008 | 1 | Elec, & trademan | 4.7 | 4.7 | 131.6 |  |  |  | 0 | 0 | 40.7 | 1139.6
[17 empty] | 0 |  |  | 0 | 0 |  |  |  | 0 | 0 |  |  |  | 0 | 0 | 0 | 0
[17 empty] | 0 |  |  | 0 | 0 |  |  |  | 0 | 0 |  |  |  | 0 | 0 | 0 | 0
[17 empty] | 0 |  |  | 0 | 0 |  |  |  | 0 | 0 |  |  |  | 0 | 0 | 0 | 0
|  | Light switch one way | [8 empty] | 6 | no |  | 10 | 0 | 1 | 11 | 1 | 1 | 11 | 66 | 1 | Elec, & trademan | 4.7 | 4.7 | 28.2 |  |  |  | 0 | 0 | 15.7 | 94.2
[17 empty] | 0 |  |  | 0 | 0 |  |  |  | 0 | 0 |  |  |  | 0 | 0 | 0 | 0
[17 empty] | 0 |  |  | 0 | 0 |  |  |  | 0 | 0 |  |  |  | 0 | 0 | 0 | 0
[17 empty] | 0 |  |  | 0 | 0 |  |  |  | 0 | 0 |  |  |  | 0 | 0 | 0 | 0
|  | Light switch two way | [8 empty] | 6 | no |  | 15 | 0 | 1 | 16 | 1 | 1 | 16 | 96 | 1 | Elec, & trademan | 4.7 | 4.7 | 28.2 |  |  |  | 0 | 0 | 20.7 | 124.2
[17 empty] | 0 |  |  | 0 | 0 |  |  |  | 0 | 0 |  |  |  | 0 | 0 | 0 | 0
[17 empty] | 0 |  |  | 0 | 0 |  |  |  | 0 | 0 |  |  |  | 0 | 0 | 0 | 0
[17 empty] | 0 |  |  | 0 | 0 |  |  |  | 0 | 0 |  |  |  | 0 | 0 | 0 | 0
|  | Fan switch | [9 empty] | no |  | 15 | 0 | 3 | 18 | 1 | 1 | 18 | 0 | 1 | Elec, & trademan | 4.7 | 4.7 | 0 |  |  |  | 0 | 0 | 22.7 | 0
[17 empty] | 0 |  |  | 0 | 0 |  |  |  | 0 | 0 |  |  |  | 0 | 0 | 0 | 0
[17 empty] | 0 |  |  | 0 | 0 |  |  |  | 0 | 0 |  |  |  | 0 | 0 | 0 | 0
[17 empty] | 0 |  |  | 0 | 0 |  |  |  | 0 | 0 |  |  |  | 0 | 0 | 0 | 0
|  | Allow for earthing and bonding | [8 empty] | 1 | item | Pc sum $ 50 | 50 | 0 | 0 | 50 | 1 | 1 | 50 | 50 | 1 | Elec, & trademan | 9.4 | 9.4 | 9.4 |  |  |  | 0 | 0 | 59.4 | 59.4
[17 empty] | 0 |  |  | 0 | 0 |  |  |  | 0 | 0 |  |  |  | 0 | 0 | 0 | 0
|  | General | [14 empty] | 0 |  |  | 0 | 0 |  |  |  | 0 | 0 |  |  |  | 0 | 0 | 0 | 0
|  | Allow for testing | [8 empty] | 1 | item |  |  |  |  | 0 |  |  | 0 | 0 |  |  |  | 0 | 0 | pc sum $150 | 150 | 1 | 150 | 150 | 150 | 150
[17 empty] | 0 |  |  | 0 | 0 |  |  |  | 0 | 0 |  |  |  | 0 | 0 | 0 | 0
[17 empty] | 0 |  |  | 0 | 0 |  |  |  | 0 | 0 |  |  |  | 0 | 0 | 0 | 0
[17 empty] | 0 |  |  | 0 | 0 |  |  |  | 0 | 0 |  |  |  | 0 | 0 | 0 | 0
[17 empty] | 0 |  |  | 0 | 0 |  |  |  | 0 | 0 |  |  |  | 0 | 0 | 0 | 0
[17 empty] | 0 |  |  | 0 | 0 |  |  |  | 0 | 0 |  |  |  | 0 | 0 | 0 | 0
[17 empty] | 0 |  |  | 0 | 0 |  |  |  | 0 | 0 |  |  |  | 0 | 0 | 0 | 0
[17 empty] | 0 |  |  | 0 | 0 |  |  |  | 0 | 0 |  |  |  | 0 | 0 | 0 | 0
[17 empty] | 0 |  |  | 0 | 0 |  |  |  | 0 | 0 |  |  |  | 0 | 0 | 0 | 0
| TOTAL CARRIED TO SUMMARY | [19 empty] | 36083.775 |  |  |  |  | 1291.7 |  |  |  |  | 1650 |  | 39025.475
|  | PROPRIETARY PARTITIONS | [14 empty] | 0 |  |  | 0 | 0 |  |  |  | 0 | 0 |  |  |  | 0 | 0 | 0 | 0
|  | Particulars shall be given of performance qualities required (e.g Sound Rating, Fire | [14 empty] | 0 |  |  | 0 | 0 |  |  |  | 0 | 0 |  |  |  | 0 | 0 | 0 | 0
|  | Rating, Impact Testing, Loads, etc) | [14 empty] | 0 |  |  | 0 | 0 |  |  |  | 0 | 0 |  |  |  | 0 | 0 | 0 | 0
[17 empty] | 0 |  |  | 0 | 0 |  |  |  | 0 | 0 |  |  |  | 0 | 0 | 0 | 0
|  | Demountable partitions steel stud partitions 57mm thick steel stud or similar | [9 empty] | m | (pc sum $ 200/m) | 200 | 0 | 20 | 220 | 1 | 1 | 220 | 0 | 1.2 | Trademan | 4.4 | 5.28 | 0 |  |  |  | 0 | 0 | 225.28 | 0
|  | at 1.2m c-c and alum cover battens to joints, 10mm vinyl clad | [14 empty] | 0 |  |  | 0 | 0 |  |  |  | 0 | 0 |  |  |  | 0 | 0 | 0 | 0
|  | plaster boards both sides | [14 empty] | 0 |  |  | 0 | 0 |  |  |  | 0 | 0 |  |  |  | 0 | 0 | 0 | 0
[17 empty] | 0 |  |  | 0 | 0 |  |  |  | 0 | 0 |  |  |  | 0 | 0 | 0 | 0
|  | Extra value for: | [14 empty] | 0 |  |  | 0 | 0 |  |  |  | 0 | 0 |  |  |  | 0 | 0 | 0 | 0
|  | Wall Starters | [9 empty] | no | (pc sum $ 20) | 50 | 0 | 0 | 50 | 1 | 1 | 50 | 0 | 1.44 | Trademan | 4.4 | 6.336 | 0 |  |  |  | 0 | 0 | 56.336 | 0
[17 empty] | 0 |  |  | 0 | 0 |  |  |  | 0 | 0 |  |  |  | 0 | 0 | 0 | 0
|  | Intersection and corners | [9 empty] | no | (pc sum $ 50) | 20 | 0 | 0 | 20 | 1 | 1 | 20 | 0 | 1.44 | Trademan | 4.4 | 6.336 | 0 |  |  |  | 0 | 0 | 26.336 | 0
[17 empty] | 0 |  |  | 0 | 0 |  |  |  | 0 | 0 |  |  |  | 0 | 0 | 0 | 0
|  | Fair ends | [9 empty] | no | (pc sum $ 50) | 50 | 0 | 0 | 50 | 1 | 1 | 50 | 0 | 1.44 | Trademan | 4.4 | 6.336 | 0 |  |  |  | 0 | 0 | 56.336 | 0
[17 empty] | 0 |  |  | 0 | 0 |  |  |  | 0 | 0 |  |  |  | 0 | 0 | 0 | 0
|  | Doors and door frames | [9 empty] | no | (pc sum $300) | 300 | 0 | 0 | 300 | 1 | 1 | 300 | 0 | 2 | Trademan | 4.4 | 8.8 | 0 |  |  |  | 0 | 0 | 308.8 | 0
[17 empty] | 0 |  |  | 0 | 0 |  |  |  | 0 | 0 |  |  |  | 0 | 0 | 0 | 0
|  | Isolated borrowed light | [9 empty] | no | (pc sum $300) | 300 | 0 | 0 | 300 | 1 | 1 | 300 | 0 | 2 | Trademan | 4.4 | 8.8 | 0 |  |  |  | 0 | 0 | 308.8 | 0
[17 empty] | 0 |  |  | 0 | 0 |  |  |  | 0 | 0 |  |  |  | 0 | 0 | 0 | 0
[17 empty] | 0 |  |  | 0 | 0 |  |  |  | 0 | 0 |  |  |  | 0 | 0 | 0 | 0
| TOTAL CARRIED TO SUMMARY | [15 empty] | 0 |  |  | 0 | 0 |  |  |  | 0 | 0 |  |  |  | 0 | 0 | 0 | 0
SPECIALIST FINISHES
SOLID PLASTER
|  | Floor | [14 empty] | 0 |  |  | 0 | 0 |  |  |  | 0 | 0 |  |  |  | 0 | 0 | 0 | 0
|  | 20mm thick cement and sand (1:3) screed trowel smooth. | [9 empty] | m2 | Apply mix 1:3 at 37bgs per m3 | 15.254 | 0 | 0 | 15.254 | 1 | 1 | 15.254 | 0 | 2.25 | 2-trademan | 5.7 | 12.825 | 0 | Mixer | 0.01 | 10 | 0.1 | 0 | 28.179 | 0
[17 empty] | 0 |  |  | 0 | 0 |  |  |  | 0 | 0 |  |  |  | 0 | 0 | 0 | 0
[17 empty] | 0 |  |  | 0 | 0 |  |  |  | 0 | 0 |  |  |  | 0 | 0 | 0 | 0
[17 empty] | 0 |  |  | 0 | 0 |  |  |  | 0 | 0 |  |  |  | 0 | 0 | 0 | 0
[17 empty] | 0 |  |  | 0 | 0 |  |  |  | 0 | 0 |  |  |  | 0 | 0 | 0 | 0
[17 empty] | 0 |  |  | 0 | 0 |  |  |  | 0 | 0 |  |  |  | 0 | 0 | 0 | 0
|  | 20mm thick cement and sand (1:3) screed broom finish. | [11 empty] | 15.254 | 0 | 0 | 15.254 | 1 | 1 | 15.254 | 0 | 2 | 2-trademan | 5.7 | 11.4 | 0 | Mixer | 0.01 | 10 | 0.1 | 0 | 26.754 | 0
[17 empty] | 0 |  |  | 0 | 0 |  |  |  | 0 | 0 |  |  |  | 0 | 0 | 0 | 0
[17 empty] | 0 |  |  | 0 | 0 |  |  |  | 0 | 0 |  |  |  | 0 | 0 | 0 | 0
[17 empty] | 0 |  |  | 0 | 0 |  |  |  | 0 | 0 |  |  |  | 0 | 0 | 0 | 0
[17 empty] | 0 |  |  | 0 | 0 |  |  |  | 0 | 0 |  |  |  | 0 | 0 | 0 | 0
[17 empty] | 0 |  |  | 0 | 0 |  |  |  | 0 | 0 |  |  |  | 0 | 0 | 0 | 0
[17 empty] | 0 |  |  | 0 | 0 |  |  |  | 0 | 0 |  |  |  | 0 | 0 | 0 | 0
[17 empty] | 0 |  |  | 0 | 0 |  |  |  | 0 | 0 |  |  |  | 0 | 0 | 0 | 0
[17 empty] | 0 |  |  | 0 | 0 |  |  |  | 0 | 0 |  |  |  | 0 | 0 | 0 | 0
|  | 25mm thick cement and sand (1:3) screed trowel smooth. | [11 empty] | 16.6337 | 0 | 0 | 16.6337 | 1 | 1 | 16.6337 | 0 | 2.5 | 2-trademan | 5.7 | 14.25 | 0 | Mixer | 0.0125 | 10 | 0.125 | 0 | 31.0087 | 0
[17 empty] | 0 |  |  | 0 | 0 |  |  |  | 0 | 0 |  |  |  | 0 | 0 | 0 | 0
[17 empty] | 0 |  |  | 0 | 0 |  |  |  | 0 | 0 |  |  |  | 0 | 0 | 0 | 0
[17 empty] | 0 |  |  | 0 | 0 |  |  |  | 0 | 0 |  |  |  | 0 | 0 | 0 | 0
[17 empty] | 0 |  |  | 0 | 0 |  |  |  | 0 | 0 |  |  |  | 0 | 0 | 0 | 0
[17 empty] | 0 |  |  | 0 | 0 |  |  |  | 0 | 0 |  |  |  | 0 | 0 | 0 | 0
[17 empty] | 0 |  |  | 0 | 0 |  |  |  | 0 | 0 |  |  |  | 0 | 0 | 0 | 0
|  | 25mm thick cement and sand (1:3) screed broom finish. | [11 empty] | 16.6337 | 0 | 0 | 16.6337 | 1 | 1 | 16.6337 | 0 | 2 | 2-trademan | 5.7 | 11.4 | 0 | Mixer | 0.0125 | 10 | 0.125 | 0 | 28.1587 | 0
[17 empty] | 0 |  |  | 0 | 0 |  |  |  | 0 | 0 |  |  |  | 0 | 0 | 0 | 0
[17 empty] | 0 |  |  | 0 | 0 |  |  |  | 0 | 0 |  |  |  | 0 | 0 | 0 | 0
|  | TILING | [14 empty] | 0 |  |  | 0 | 0 |  |  |  | 0 | 0 |  |  |  | 0 | 0 | 0 | 0
|  | Lay Unglazed Porcelain Tile on wet areas | Main floors | 1 | 2 | 18 | 4.6 | 165.6 |  |  | 189 | m2 | Lay tile - 1 carpenter & 1 labourer at 2.0 mhrs | 12 | 1.2 | 20 | 33.2 | 1 | 1 | 33.2 | 6274.8 | 2 | 2-trademan | 5.7 | 11.4 | 2154.6 |  |  |  | 0 | 0 | 44.6 | 8429.4
|  |  | Offices | 1 | 2 | 3.4 | 3.4 | 23.12 |  |  |  |  | Polish tile - 1 labourer at 0.1 mhrs |  |  |  | 0 |  |  | 0 | 0 |  |  |  | 0 | 0 |  |  |  | 0 | 0 | 0 | 0
[8 empty] | 188.72 |  |  |  |  | Polyurethane clear ultra 4 litres at 0.6m2/litre |  |  |  | 0 |  |  | 0 | 0 |  |  |  | 0 | 0 |  |  |  | 0 | 0 | 0 | 0
[13 empty] | Vinyl floor tile at 4.5 m2 per box |  |  |  | 0 |  |  | 0 | 0 |  |  |  | 0 | 0 |  |  |  | 0 | 0 | 0 | 0
[13 empty] | Adhesive for vinyl tile 4 litres at 0.6 l/m2 |  |  |  | 0 |  |  | 0 | 0 |  |  |  | 0 | 0 |  |  |  | 0 | 0 | 0 | 0
[13 empty] | Add 20% waste and tools |  |  |  | 0 |  |  | 0 | 0 |  |  |  | 0 | 0 |  |  |  | 0 | 0 | 0 | 0
[17 empty] | 0 |  |  | 0 | 0 |  |  |  | 0 | 0 |  |  |  | 0 | 0 | 0 | 0
|  | 152x152mm ceramic floor tile on adhesive backing. | [10 empty] | Lay tile - 1 carpenter at 2.9 mhrs | 55.9211 | 11.1842 | 17 | 84.1053 | 1 | 1 | 84.1053 | 0 | 2.9 | 2-trademan | 5.7 | 16.53 | 0 |  |  |  | 0 | 0 | 100.6353 | 0
[13 empty] | 152x152 ceramic floor tile 66pcs |  |  |  | 0 |  |  | 0 | 0 |  |  |  | 0 | 0 |  |  |  | 0 | 0 | 0 | 0
[13 empty] | Adhesive for ceramic tile 0.6l/m2 in 20 litres |  |  |  | 0 |  |  | 0 | 0 |  |  |  | 0 | 0 |  |  |  | 0 | 0 | 0 | 0
[13 empty] | Add 20% wastage |  |  |  | 0 |  |  | 0 | 0 |  |  |  | 0 | 0 |  |  |  | 0 | 0 | 0 | 0
[17 empty] | 0 |  |  | 0 | 0 |  |  |  | 0 | 0 |  |  |  | 0 | 0 | 0 | 0
|  | Lay and set mosaic floor tile on and including screed backing. | [8 empty] | 16 | m2 | Lay tile- 2.9mhrs | 82.7375 | 8.2738 | 0 | 91.0113 | 1 | 1 | 91.0113 | 1456.18 | 4.9 | 2-trademan | 5.7 | 27.93 | 446.88 |  |  |  | 0 | 0 | 118.9413 | 1903.06
|  |  |  | 1 | 2 | 2.2 | 3.6 | 15.84 |  |  |  |  | 12mm thick screed for 1 carpenter & trademan for 2hrs |  |  |  | 0 |  |  | 0 | 0 |  |  |  | 0 | 0 |  |  |  | 0 | 0 | 0 | 0
[13 empty] | 25x25mm mosaic tile -2m2/ box @ 150/box |  |  |  | 0 |  |  | 0 | 0 |  |  |  | 0 | 0 |  |  |  | 0 | 0 | 0 | 0
[17 empty] | 0 |  |  | 0 | 0 |  |  |  | 0 | 0 |  |  |  | 0 | 0 | 0 | 0
[17 empty] | 0 |  |  | 0 | 0 |  |  |  | 0 | 0 |  |  |  | 0 | 0 | 0 | 0
|  | Lay and set quarry tile on and including screed backing. | [9 empty] | m2 | Lay tile- 2.9mhrs | 67.7375 | 6.7737 | 0 | 74.5112 | 1 | 1 | 74.5112 | 0 | 4.9 | 2-trademan | 5.7 | 27.93 | 0 |  |  |  | 0 | 0 | 102.4412 | 0
[13 empty] | 12mm thick screed for 1 carpenter & trademan for 2hrs |  |  |  | 0 |  |  | 0 | 0 |  |  |  | 0 | 0 |  |  |  | 0 | 0 | 0 | 0
[13 empty] | 250x250mm quarry tile -2.69m2/ box @ 100/box |  |  |  | 0 |  |  | 0 | 0 |  |  |  | 0 | 0 |  |  |  | 0 | 0 | 0 | 0
[17 empty] | 0 |  |  | 0 | 0 |  |  |  | 0 | 0 |  |  |  | 0 | 0 | 0 | 0
[17 empty] | 0 |  |  | 0 | 0 |  |  |  | 0 | 0 |  |  |  | 0 | 0 | 0 | 0
|  | Lay and set carpet tile on underlay and adhesive backing. | [9 empty] | m2 | Labour - 1 carpenter at 3.0 mhrs | 150 | 15 | 20 | 185 | 1 | 1 | 185 | 0 | 3 | trademan | 5.7 | 17.1 | 0 |  |  |  | 0 | 0 | 202.1 | 0
|  | Labour - 1 carpenter at 3.0 mhrs | [10 empty] | Carpet floor tile wool woven (PC 150.00/m2 supplied) |  |  |  | 0 |  |  | 0 | 0 |  |  |  | 0 | 0 |  |  |  | 0 | 0 | 0 | 0
|  | Carpet floor tile wool woven (PC 100.00/m2 supplied) | [10 empty] | Rubber underlay (PC 20.00/m2 supplied) |  |  |  | 0 |  |  | 0 | 0 |  |  |  | 0 | 0 |  |  |  | 0 | 0 | 0 | 0
|  | Rubber underlay (PC 10.00/m2 supplied) | [14 empty] | 0 |  |  | 0 | 0 |  |  |  | 0 |  |  |  |  | 0 | 0 | 0 | 0
[25 empty] | 0 |  |  |  |  | 0 |  | 0
|  | Wall | [14 empty] | 0 |  |  | 0 | 0 |  |  |  | 0 | 0 |  |  |  | 0 | 0 | 0 | 0
|  | Exterior Blockwork | [9 empty] | m2 |  | 17.1721 | 0 | 0 | 17.1721 | 1 | 1 | 17.1721 | 0 | 2.5 | 2-trademan | 5.7 | 14.25 | 0 | Mixer | 0.012 | 10 | 0.12 | 0 | 31.5421 | 0
|  | 12mm thick cement and sand (1:3) render in two coats | [14 empty] | 0 |  |  | 0 | 0 |  |  |  | 0 | 0 |  |  |  | 0 | 0 | 0 | 0
[17 empty] | 0 |  |  | 0 | 0 |  |  |  | 0 | 0 |  |  |  | 0 | 0 | 0 | 0
|  | 20mm thick cement and sand (1:3) render | [9 empty] | m2 |  | 15.2268 | 0 | 0 | 15.2268 | 1 | 1 | 15.2268 | 0 | 2.5 | 2-trademan | 5.7 | 14.25 | 0 | Mixer | 0.01 | 10 | 0.1 | 0 | 29.5768 | 0
[17 empty] | 0 |  |  | 0 | 0 |  |  |  | 0 | 0 |  |  |  | 0 | 0 | 0 | 0
|  | Interior Blockwork | [14 empty] | 0 |  |  | 0 | 0 |  |  |  | 0 | 0 |  |  |  | 0 | 0 | 0 | 0
|  | 12mm thick cement and sand (1:3) render in two coats | [9 empty] | m2 |  |  |  |  | 15.2268 | 1 | 1 | 15.2268 | 0 | 2.5 | 2-trademan | 5.7 | 14.25 | 0 | Mixer | 0.012 | 10 | 0.12 | 0 | 29.5968 | 0
[17 empty] | 0 |  |  | 0 | 0 |  |  |  | 0 | 0 |  |  |  | 0 | 0 | 0 | 0
[17 empty] | 0 |  |  | 0 | 0 |  |  |  | 0 | 0 |  |  |  | 0 | 0 | 0 | 0
|  | 20mm thick cement and sand (1:3) render | [9 empty] | m2 |  | 15.2268 | 0 | 0 | 15.2268 | 1 | 1 | 15.2268 | 0 | 2.5 | 2-trademan | 5.7 | 14.25 | 0 | Mixer | 0.01 | 10 | 0.1 | 0 | 29.5768 | 0
[17 empty] | 0 |  |  | 0 | 0 |  |  |  | 0 | 0 |  |  |  | 0 | 0 | 0 | 0
[17 empty] | 0 |  |  | 0 | 0 |  |  |  | 0 | 0 |  |  |  | 0 | 0 | 0 | 0
|  | WALL CERAMIC TILE | [14 empty] | 0 |  |  | 0 | 0 |  |  |  | 0 | 0 |  |  |  | 0 | 0 | 0 | 0
|  | 50x50mm Ceramic wall tile on adhesive backing. | [8 empty] | 16 | m2 |  | 57.047 | 11.4094 | 0 | 68.4564 | 1 | 1 | 68.4564 | 1375.302 | 3 | 2-trademan | 5.7 | 17.1 | 273.6 |  |  |  | 0 | 0 | 103.0564 | 1648.902
|  |  |  | 1 | 1 | 8.8 | 1.8 | 15.84 | [5 empty] | 14.5833 | 2.9167 | 0 | 17.5 | 1 | 1 | 17.5 | [12 empty] | 0
[17 empty] | 0 |  |  | 0 | 0 |  |  |  | 0 | 0 |  |  |  | 0 | 0 | 0 | 0
[17 empty] | 0 |  |  | 0 | 0 |  |  |  | 0 | 0 |  |  |  | 0 | 0 | 0 | 0
[17 empty] | 0 |  |  | 0 | 0 |  |  |  | 0 | 0 |  |  |  | 0 | 0 | 0 | 0
| TOTAL CARRIED TO SUMMARY | [19 empty] | 9106.282 |  |  |  |  | 2875.08 |  |  |  |  | 0 |  | 11981.362
[17 empty] | 0 |  |  | 0 | 0 |  |  |  | 0 | 0 |  |  |  | 0 | 0 | 0 | 0
|  | PAINTING AND DECORATION | [14 empty] | 0 |  |  | 0 | 0 |  |  |  | 0 | 0 |  |  |  | 0 | 0 | 0 | 0
[17 empty] | 0 |  |  | 0 | 0 |  |  |  | 0 | 0 |  |  |  | 0 | 0 | 0 | 0
|  | INTERIOR PAINTING AND DECORATION | [14 empty] | 0 |  |  | 0 | 0 |  |  |  | 0 | 0 |  |  |  | 0 | 0 | 0 | 0
|  | Ceiling | [14 empty] | 0 |  |  | 0 | 0 |  |  |  | 0 | 0 |  |  |  | 0 | 0 | 0 | 0
|  | Acrylic sealer, 2 coats of undercoat , and 2 coats of semi gloss to ceiling | [8 empty] | 283 | m2 | Undercoat 2 coats at 12m2/ litre per 4lt @ 49.00 | 5.25 | 1.05 | 0 | 6.3 | 1 | 1 | 6.3 | 1782.9 | 0.5 | Painter | 5.7 | 2.85 | 806.55 | sundries | 1.26 | 1 | 1.26 | 356.58 | 10.41 | 2946.03
[13 empty] | Semi gloss 2 coats at 12m2/litre per 4lit @ 49.00 |  |  |  | 0 |  |  | 0 | 0 |  |  |  | 0 | 0 |  |  |  | 0 | 0 | 0 | 0
[13 empty] | Acylic sealer 1 coat at 12m2/ litre per 4lit @ 56.00 |  |  |  | 0 |  |  | 0 | 0 |  |  |  | 0 | 0 |  |  |  | 0 | 0 | 0 | 0
|  | Wall | [14 empty] | 0 |  |  | 0 | 0 |  |  |  | 0 | 0 |  |  |  | 0 | 0 | 0 | 0
|  | Prepare Surfaces and apply: | [14 empty] | 0 |  |  | 0 | 0 |  |  |  | 0 | 0 |  |  |  | 0 | 0 | 0 | 0
|  | Two coats of Dulux Arcylic Sealer, undercoat and two coats Super enamel or Satin | [9 empty] | m2 | Undercoat 2 coats at 12m2/ litre per 4lt @ 120.00 | 12.5556 | 2.5111 | 0 | 15.0667 | 1 | 1 | 15.0667 | 0 | 0.5 | Painter | 5.7 | 2.85 | 0 | sundries | 3.0133 | 1 | 3.0133 | 0 | 20.93 | 0
|  | to plastered surfaces | [10 empty] | Enamel 2 coats at 12m2/litre per 4lit @ 50.00 |  |  |  | 0 |  |  | 0 | 0 |  |  |  | 0 | 0 |  |  |  | 0 | 0 | 0 | 0
[13 empty] | Acylic sealer 2 coat at 12m2/ litre per 4lit @ 56.00 |  |  |  | 0 |  |  | 0 | 0 |  |  |  | 0 | 0 |  |  |  | 0 | 0 | 0 | 0
|  | Plasterboard | [14 empty] | 0 |  |  | 0 | 0 |  |  |  | 0 | 0 |  |  |  | 0 | 0 | 0 | 0
|  | Acrylic sealer, 2 coats of undercoat , and 2 coats of semi gloss to hardboard or similar | [8 empty] | 594 | m2 | Undercoat 2 coats at 12m2/ litre per 4lt @ 49.00 | 6.4167 | 1.2833 | 0 | 7.7 | 1 | 1 | 7.7 | 4573.8 | 0.5 | Painter | 5.7 | 2.85 | 1692.9 | sundries | 1.54 | 1 | 1.54 | 914.76 | 12.09 | 7181.46
[13 empty] | Semi gloss 2 coats at 12m2/litre per 4lit @ 49.00 |  |  |  | 0 |  |  | 0 | 0 |  |  |  | 0 | 0 |  |  |  | 0 | 0 | 0 | 0
[13 empty] | Acylic sealer 2 coat at 12m2/ litre per 4lit @ 56.00 |  |  |  | 0 |  |  | 0 | 0 |  |  |  | 0 | 0 |  |  |  | 0 | 0 | 0 | 0
|  | Prepare and apply three coats varnish on timber boarding. | [9 empty] | m2 | Labour - 1 polisher at 0.6 mhrs | 4.6023 | 0.92045 | 0 | 5.5227 | 1 | 1 | 5.5227 | 0 | 0.6 | Polisher | 5.7 | 3.42 | 0 | sundries | 1.1045 | 1 | 1.1045 | 0 | 10.0473 | 0
[13 empty] | Varnish polythene clear 4 litre at 11 m2/litre @ 67.50 |  |  |  | 0 |  |  | 0 | 0 |  |  |  | 0 | 0 |  |  |  | 0 | 0 | 0 | 0
[13 empty] | Add 20% for wastage and sundries |  |  |  | 0 |  |  | 0 | 0 |  |  |  | 0 | 0 |  |  |  | 0 | 0 | 0 | 0
|  | Interior painting Timber | [14 empty] | 0 |  |  | 0 | 0 |  |  |  | 0 | 0 |  |  |  | 0 | 0 | 0 | 0
|  | Prepare surfaces and apply one coat prime, one undercoat, one coat | [14 empty] | 0 |  |  | 0 | 0 |  |  |  | 0 | 0 |  |  |  | 0 | 0 | 0 | 0
|  | of semi gloss and coat enamel | [14 empty] | 0 |  |  | 0 | 0 |  |  |  | 0 | 0 |  |  |  | 0 | 0 | 0 | 0
[17 empty] | 0 |  |  | 0 | 0 |  |  |  | 0 | 0 |  |  |  | 0 | 0 | 0 | 0
|  | Narrow surfaces 0-150mm girth | [9 empty] | m |  | 2.599 | 0.38985 | 0 | 2.9889 | 1 | 1 | 2.9889 | 0 | 0.9 | Painter | 5.7 | 5.13 | 0 | sundries | 0.59778 | 1 | 0.59778 | 0 | 8.7167 | 0
|  | Narrow surfaces 0-300mm girth | [9 empty] | m |  | 5.198 | 1.0396 | 0 | 6.2377 | 1 | 1 | 6.2377 | 0 | 0.9 | Painter | 5.7 | 5.13 | 0 | sundries | 1.2475 | 1 | 1.2475 | 0 | 12.6152 | 0
|  | General Surfaces | [9 empty] | m2 | primer-1 coat at 10m2/ lit per 4lit @ $ 80.56 | 17.3268 | 3.4654 | 0 | 20.7922 | 1 | 1 | 20.7922 | 0 | 0.75 | Painter | 5.7 | 4.275 | 0 | sundries | 4.1584 | 1 | 4.1584 | 0 | 29.2256 | 0
[13 empty] | Enamel- 1 coat at 12m2 / lit per 4lit @ 50.00 |  |  |  | 0 |  |  | 0 | 0 |  |  |  | 0 | 0 |  |  |  | 0 | 0 | 0 | 0
[13 empty] | Undercoat-1 coat at 12m2 / lit per 4lit @ $49 |  |  |  | 0 |  |  | 0 | 0 |  |  |  | 0 | 0 |  |  |  | 0 | 0 | 0 | 0
[13 empty] | Semi gloss- 1 coat at 12m2 / lit per 4lit @ $49.00 |  |  |  | 0 |  |  | 0 | 0 |  |  |  | 0 | 0 |  |  |  | 0 | 0 | 0 | 0
[17 empty] | 0 |  |  | 0 | 0 |  |  |  | 0 | 0 |  |  |  | 0 | 0 | 0 | 0
|  | Exterior Painting and Decoration | [14 empty] | 0 |  |  | 0 | 0 |  |  |  | 0 | 0 |  |  |  | 0 | 0 | 0 | 0
[17 empty] | 0 |  |  | 0 | 0 |  |  |  | 0 | 0 |  |  |  | 0 | 0 | 0 | 0
|  | Weatherbaord | [14 empty] | 0 |  |  | 0 | 0 |  |  |  | 0 | 0 |  |  |  | 0 | 0 | 0 | 0
|  | Acrylic sealer, 2 coats of undercoat , and 2 coats of semi gloss to hardboard or similar | [8 empty] | 147 | m2 |  | 6.4167 | 1.2833 | 0 | 7.7 | 1 | 1 | 7.7 | 1131.9 | 0.75 | Painter | 5.7 | 4.275 | 628.425 | sundries | 1.54 | 1 | 1.54 | 226.38 | 13.515 | 1986.705
[17 empty] | 0 |  |  | 0 | 0 |  |  |  | 0 | 0 |  |  |  | 0 | 0 | 0 | 0
[17 empty] | 0 |  |  | 0 | 0 |  |  |  | 0 | 0 |  |  |  | 0 | 0 | 0 | 0
|  | Blockwork surfaces (unplastered) | [14 empty] | 0 |  |  | 0 | 0 |  |  |  | 0 | 0 |  |  |  | 0 | 0 | 0 | 0
|  | Three coats of Dulux Arcylic Sealer undercoat and three coats Super enamel or Satin | [9 empty] | m2 |  | 9.1667 | 1.8333 | 0 | 11 | 1 | 1 | 11 | 0 | 0.75 | Painter | 5.7 | 4.275 | 0 | sundries | 2.2 | 1 | 2.2 | 0 | 17.475 | 0
[17 empty] | 0 |  |  | 0 | 0 |  |  |  | 0 | 0 |  |  |  | 0 | 0 | 0 | 0
[17 empty] | 0 |  |  | 0 | 0 |  |  |  | 0 | 0 |  |  |  | 0 | 0 | 0 | 0
|  | Exterior painting Timber | [14 empty] | 0 |  |  | 0 | 0 |  |  |  | 0 | 0 |  |  |  | 0 | 0 | 0 | 0
|  | Prepare surfaces and apply one coat prime, one undercoat, one coat | [14 empty] | 0 |  |  | 0 | 0 |  |  |  | 0 | 0 |  |  |  | 0 | 0 | 0 | 0
|  | of semi gloss and coat enamel | [14 empty] | 0 |  |  | 0 | 0 |  |  |  | 0 | 0 |  |  |  | 0 | 0 | 0 | 0
[17 empty] | 0 |  |  | 0 | 0 |  |  |  | 0 | 0 |  |  |  | 0 | 0 | 0 | 0
|  | Narrow surfaces 0-150mm girth | [9 empty] | m |  | 2.599 | 0.38985 | 0 | 2.9889 | 1 | 1 | 2.9889 | 0 | 0.9 | Painter | 5.7 | 5.13 | 0 | sundries | 0.59778 | 1 | 0.59778 | 0 | 8.7167 | 0
|  | Narrow surfaces 0-300mm girth | [9 empty] | m |  | 5.198 | 1.0396 | 0 | 6.2377 | 1 | 1 | 6.2377 | 0 | 0.9 | Painter | 5.7 | 5.13 | 0 | sundries | 1.2475 | 1 | 1.2475 | 0 | 12.6152 | 0
|  | General Surfaces | [9 empty] | m2 | primer-1 coat at 10m2/ lit per 4lit @ $ 80.56 | 17.3268 | 3.4654 | 0 | 20.7922 | 1 | 1 | 20.7922 | 0 | 0.75 | Painter | 5.7 | 4.275 | 0 | sundries | 4.1584 | 1 | 4.1584 | 0 | 29.2256 | 0
[13 empty] | Enamel- 1 coat at 12m2 / lit per 4lit @ 50.00 |  |  |  | 0 |  |  | 0 | 0 |  |  |  | 0 | 0 |  |  |  | 0 | 0 | 0 | 0
[13 empty] | Undercoat-1 coat at 12m2 / lit per 4lit @ $49 |  |  |  | 0 |  |  | 0 | 0 |  |  |  | 0 | 0 |  |  |  | 0 | 0 | 0 | 0
[13 empty] | Semi gloss- 1 coat at 12m2 / lit per 4lit @ $49.00 |  |  |  | 0 |  |  | 0 | 0 |  |  |  | 0 | 0 |  |  |  | 0 | 0 | 0 | 0
[17 empty] | 0 |  |  | 0 | 0 |  |  |  | 0 | 0 |  |  |  | 0 | 0 | 0 | 0
[17 empty] | 0 |  |  | 0 | 0 |  |  |  | 0 | 0 |  |  |  | 0 | 0 | 0 | 0
[11 empty] | 1024 | [5 empty] | 0 |  |  | 0 | 0 |  |  |  | 0 | 0 |  |  |  | 0 | 0 | 0 | 0
| TOTAL CARRIED TO SUMMARY | [19 empty] | 7488.6 |  |  |  |  | 3127.875 |  |  |  |  | 1497.72 |  | 12114.195
[17 empty] | 0 |  |  | 0 | 0 |  |  |  | 0 | 0 |  |  |  | 0 | 0 | 0 | 0
|  | GLAZING / SECURITY WIRE MESHING | [14 empty] | 0 |  |  | 0 | 0 |  |  |  | 0 | 0 |  |  |  | 0 | 0 | 0 | 0
[17 empty] | 0 |  |  | 0 | 0 |  |  |  | 0 | 0 |  |  |  | 0 | 0 | 0 | 0
|  | 24" x 6" (710 x 150mm) clear glass blade. | [9 empty] | No | Labour - 1 labourer at 0.05 mhrs | 7.5 | 0.75 | 0 | 8.25 | 1 | 1 | 8.25 | 0 | 0.09 | Trademan | 5.7 | 0.513 | 0 |  |  |  | 0 | 0 | 8.763 | 0
0 | [12 empty] | 24"x6" glass blade clear |  |  |  | 0 |  |  | 0 | 0 |  |  |  | 0 | 0 |  |  |  | 0 | 0 | 0 | 0
[13 empty] | Add 10% for wastage/breakages |  |  |  | 0 |  |  | 0 | 0 |  |  |  | 0 | 0 |  |  |  | 0 | 0 | 0 | 0
[17 empty] | 0 |  |  | 0 | 0 |  |  |  | 0 | 0 |  |  |  | 0 | 0 | 0 | 0
|  | 28"x6" (711x 150mm) clear glass blade | [9 empty] | No | Labour - 1 labourer at 0.05 mhrs | 8 | 0.75 | 0 | 8.75 | 1 | 1 | 8.75 | 0 | 0.09 | Trademan | 5.7 | 0.513 | 0 |  |  |  | 0 | 0 | 9.263 | 0
[13 empty] | 28"x6" glass blade clear |  |  |  | 0 |  |  | 0 | 0 |  |  |  | 0 | 0 |  |  |  | 0 | 0 | 0 | 0
[13 empty] | Add 10% for wastage/breakages |  |  |  | 0 |  |  | 0 | 0 |  |  |  | 0 | 0 |  |  |  | 0 | 0 | 0 | 0
|  | 30"x6" (762x150mm) clear glass blade. | [9 empty] | No | Labour - 1 labourer at 0.05 mhrs | 8.5 | 0.85 | 0 | 9.35 | 1 | 1 | 9.35 | 0 | 0.09 | Trademan | 5.7 | 0.513 | 0 |  |  |  | 0 | 0 | 9.863 | 0
[13 empty] | 30"x6" glass blade clear |  |  |  | 0 |  |  | 0 | 0 |  |  |  | 0 | 0 |  |  |  | 0 | 0 | 0 | 0
[13 empty] | Add 10% for wastage/breakages |  |  |  | 0 |  |  | 0 | 0 |  |  |  | 0 | 0 |  |  |  | 0 | 0 | 0 | 0
[17 empty] | 0 |  |  | 0 | 0 |  |  |  | 0 | 0 |  |  |  | 0 | 0 | 0 | 0
|  | 32"x6" (813x150mm) clear glass blade | [9 empty] | No | Labour - 1 labourer at 0.05 mhrs | 9 | 0.9 | 0 | 9.9 | 1 | 1 | 9.9 | 0 | 0.09 | Trademan | 4.4 | 0.396 | 0 |  |  |  | 0 | 0 | 10.296 | 0
[13 empty] | 32"x6" glass blade clear |  |  |  | 0 |  |  | 0 | 0 |  |  |  | 0 | 0 |  |  |  | 0 | 0 | 0 | 0
[13 empty] | Add 10% for wastage/breakages |  |  |  | 0 |  |  | 0 | 0 |  |  |  | 0 | 0 |  |  |  | 0 | 0 | 0 | 0
[17 empty] | 0 |  |  | 0 | 0 |  |  |  | 0 | 0 |  |  |  | 0 | 0 | 0 | 0
|  | 36"x6" (914x150mm) clear glass blade | [8 empty] | 568 | No | Labour - 1 labourer at 0.05 mhrs | 9.5 | 0.95 | 0 | 10.45 | 1 | 1 | 10.45 | 5935.6 | 0.09 | Trademan | 5.7 | 0.513 | 291.384 |  |  |  | 0 | 0 | 10.963 | 6226.984
[13 empty] | 36"x6" glass blade clear |  |  |  | 0 |  |  | 0 | 0 |  |  |  | 0 | 0 |  |  |  | 0 | 0 | 0 | 0
[13 empty] | Add 10% for wastage/breakages |  |  |  | 0 |  |  | 0 | 0 |  |  |  | 0 | 0 |  |  |  | 0 | 0 | 0 | 0
[17 empty] | 0 |  |  | 0 | 0 |  |  |  | 0 | 0 |  |  |  | 0 | 0 | 0 | 0
[17 empty] | 0 |  |  | 0 | 0 |  |  |  | 0 | 0 |  |  |  | 0 | 0 | 0 | 0
|  | 24"x 6" (710x150mm) obscure glass blade. | [9 empty] | No | Labour - 1 labourer at 0.05 mhrs | 8 | 0.8 | 0 | 8.8 | 1 | 1 | 8.8 | 0 | 0.09 | Trademan | 5.7 | 0.513 | 0 |  |  |  | 0 | 0 | 9.313 | 0
[13 empty] | 24"x6" glass blade obscure |  |  |  | 0 |  |  | 0 | 0 |  |  |  | 0 | 0 |  |  |  | 0 | 0 | 0 | 0
[13 empty] | Add 10% for wastage/breakages |  |  |  | 0 |  |  | 0 | 0 |  |  |  | 0 | 0 |  |  |  | 0 | 0 | 0 | 0
[17 empty] | 0 |  |  | 0 | 0 |  |  |  | 0 | 0 |  |  |  | 0 | 0 | 0 | 0
[17 empty] | 0 |  |  | 0 | 0 |  |  |  | 0 | 0 |  |  |  | 0 | 0 | 0 | 0
|  | 28" x6"(711x150mm) obscure glass blade | [9 empty] | No | Labour - 1 labourer at 0.05 mhrs | 8.5 | 0.85 | 0 | 9.35 | 1 | 1 | 9.35 | 0 | 0.09 | Trademan | 5.7 | 0.513 | 0 |  |  |  | 0 | 0 | 9.863 | 0
[13 empty] | 28"x6" glass blade obscure |  |  |  | 0 |  |  | 0 | 0 |  |  |  | 0 | 0 |  |  |  | 0 | 0 | 0 | 0
[13 empty] | Add 10% for wastage/breakages |  |  |  | 0 |  |  | 0 | 0 |  |  |  | 0 | 0 |  |  |  | 0 | 0 | 0 | 0
[17 empty] | 0 |  |  | 0 | 0 |  |  |  | 0 | 0 |  |  |  | 0 | 0 | 0 | 0
[17 empty] | 0 |  |  | 0 | 0 |  |  |  | 0 | 0 |  |  |  | 0 | 0 | 0 | 0
|  | 30"x 6" (762x150mm) obscure glass blade. | [9 empty] | No | Labour - 1 labourer at 0.05 mhrs | 9 | 0.9 | 0 | 9.9 | 1 | 1 | 9.9 | 0 | 0.09 | Trademan | 4.4 | 0.396 | 0 |  |  |  | 0 | 0 | 10.296 | 0
[13 empty] | 30"x6" glass blade obscure |  |  |  | 0 |  |  | 0 | 0 |  |  |  | 0 | 0 |  |  |  | 0 | 0 | 0 | 0
[13 empty] | Add 10% for wastage/breakages |  |  |  | 0 |  |  | 0 | 0 |  |  |  | 0 | 0 |  |  |  | 0 | 0 | 0 | 0
[17 empty] | 0 |  |  | 0 | 0 |  |  |  | 0 | 0 |  |  |  | 0 | 0 | 0 | 0
|  | 32"x 6" (813x150mm) obscure glass blade. | [9 empty] | No | Labour - 1 labourer at 0.05 mhrs | 9.5 | 0.95 | 0 | 10.45 | 1 | 1 | 10.45 | 0 | 0.09 | Trademan | 5.7 | 0.513 | 0 |  |  |  | 0 | 0 | 10.963 | 0
[13 empty] | 32"x6" glass blade obscure |  |  |  | 0 |  |  | 0 | 0 |  |  |  | 0 | 0 |  |  |  | 0 | 0 | 0 | 0
[13 empty] | Add 10% for wastage/breakages |  |  |  | 0 |  |  | 0 | 0 |  |  |  | 0 | 0 |  |  |  | 0 | 0 | 0 | 0
[17 empty] | 0 |  |  | 0 | 0 |  |  |  | 0 | 0 |  |  |  | 0 | 0 | 0 | 0
|  | 36"x 6" (914x150mm) obscure glass blade. | [8 empty] | 16 | No | Labour - 1 labourer at 0.05 mhrs | 10 | 1 | 0 | 11 | 1 | 1 | 11 | 176 | 0.09 | Trademan | 5.7 | 0.513 | 8.208 |  |  |  | 0 | 0 | 11.513 | 184.208
[13 empty] | 36"x6" glass blade obscure PC sum of 5.00 |  |  |  | 0 |  |  | 0 | 0 |  |  |  | 0 | 0 |  |  |  | 0 | 0 | 0 | 0
[13 empty] | Add 10% for wastage/breakages |  |  |  | 0 |  |  | 0 | 0 |  |  |  | 0 | 0 |  |  |  | 0 | 0 | 0 | 0
[17 empty] | 0 |  |  | 0 | 0 |  |  |  | 0 | 0 |  |  |  | 0 | 0 | 0 | 0
|  | 0-6mm perspex glazing to opening timber frame with 20x20mm glazing bead | [9 empty] | m2 | Labour- 1 trademan at 0.75mhrs | 391 | 39.1 | 10.7136 | 440.8136 | 1 | 1 | 440.8136 | 0 | 0.75 | Trademan | 5.7 | 4.275 | 0 |  |  |  | 0 | 0 | 445.0886 | 0
|  | on both side per 0.8m2 | [10 empty] | 6mm perspex @ 300/sht size: 2.4m x 1.2m wide |  |  |  | 0 |  |  | 0 | 0 |  |  |  | 0 | 0 |  |  |  | 0 | 0 | 0 | 0
[17 empty] | 0 |  |  | 0 | 0 |  |  |  | 0 | 0 |  |  |  | 0 | 0 | 0 | 0
|  | Security wire meshing to external window openings. Include | [9 empty] | m2 | Security wire mesh: at 510/roll , 30m/roll x 1.2m wide | 14.1667 | 2.8333 | 19.375 | 36.375 | 1 | 1 | 36.375 | 0 | 0.33 | Skilled / LH | 5.7 | 1.881 | 0 |  |  |  | 0 | 0 | 38.256 | 0
|  | 50x20mm timber battens | [14 empty] | 0 |  |  | 0 | 0 |  |  |  | 0 | 0 |  |  |  |  | 0 | 0 | 0
[17 empty] | 0 |  |  | 0 | 0 |  |  |  | 0 | 0 |  |  |  | 0 | 0 | 0 | 0
[17 empty] | 0 |  |  | 0 | 0 |  |  |  | 0 | 0 |  |  |  | 0 | 0 | 0 | 0
[17 empty] | 0 |  |  | 0 | 0 |  |  |  | 0 | 0 |  |  |  | 0 | 0 | 0 | 0
| TOTAL FOR VARIATION EXCLUDING VAT | [19 empty] | 6111.6 |  |  |  |  | 299.592 |  |  |  |  | 0 |  | 6411.192
[17 empty] | 0 |  |  | 0 | 0 |  |  |  | 0 | 0 |  |  |  | 0 | 0 | 0 | 0
|  | SITEWORKS | [14 empty] | 0 |  |  | 0 | 0 |  |  |  | 0 | 0 |  |  |  | 0 | 0 | 0 | 0
[17 empty] | 0 |  |  | 0 | 0 |  |  |  | 0 | 0 |  |  |  | 0 | 0 | 0 | 0
|  | Roading | [14 empty] | 0 |  |  | 0 | 0 |  |  |  | 0 | 0 |  |  |  | 0 | 0 | 0 | 0
[17 empty] | 0 |  |  | 0 | 0 |  |  |  | 0 | 0 |  |  |  | 0 | 0 | 0 | 0
[17 empty] | 0 |  |  | 0 | 0 |  |  |  | 0 | 0 |  |  |  | 0 | 0 | 0 | 0
|  | Fence Chain Link | [14 empty] | 0 |  |  | 0 | 0 |  |  |  | 0 | 0 |  |  |  | 0 | 0 | 0 | 0
|  | Galvanised wire mesh fence with 40mm dia tubular post or similar set in concrete | [9 empty] | m | Refer to breakdown | 315.5732 | 0 | 0 | 315.5732 | 1 | 1 | 315.5732 | 0 | 1 | Refer to breakdwn | 43.8897 | 43.8897 | 0 |  |  |  | 0 | 0 | 359.4629 | 0
|  | at 3m c-c, high tension strainer wire in 3 no, and 3 strands of barbed wire on | [14 empty] | 0 |  |  | 0 | 0 |  |  |  | 0 | 0 |  |  |  | 0 | 0 | 0 | 0
|  | post extensions (gate excluded) | [14 empty] | 0 |  |  | 0 | 0 |  |  |  | 0 | 0 |  |  |  | 0 | 0 | 0 | 0
[5 empty] | lab |  |  |  | mat | [7 empty] | 0 |  |  | 0 | 0 |  |  |  | 0 | 0 |  |  |  | 0 | 0 | 0 | 0
|  | Excavate for post pad size: 300x300x600mm deep @ 2.6mhrs/m3 | 0.054 | 2.6 | 0.26676 | [11 empty] | 0 |  |  | 0 | 0 |  |  |  | 0 | 0 |  |  |  | 0 | 0 | 0 | 0
|  | Ram bottom of exc to receive concrete @ .15hr/m2 | 0.09 | 0.15 | 0.02565 | [11 empty] | 0 |  |  | 0 | 0 |  |  |  | 0 | 0 |  |  |  | 0 | 0 | 0 | 0
|  | Concrete in post bases @ 10mhrs/m3 | 0.054 | 10 | 1.026 | [11 empty] | 0 |  |  | 0 | 0 |  |  |  | 0 | 0 |  |  |  | 0 | 0 | 0 | 0
|  | Drilled pipepost at 0.1hr/ no | 6 | 0.1 | 1.14 | [11 empty] | 0 |  |  | 0 | 0 |  |  |  | 0 | 0 |  |  |  | 0 | 0 | 0 | 0
|  | Erect, and plumb pipe post @ 1.5mhrs/ no | 1 | 1.5 | 6.6 | [11 empty] | 0 |  |  | 0 | 0 |  |  |  | 0 | 0 |  |  |  | 0 | 0 | 0 | 0
40mm pipe post with cap 3 m long
|  | Fix high strain wire- 3 trademan at 0.2mhrs/m | 3 | 0.2 | 1.14 | [11 empty] | 0 |  |  | 0 | 0 |  |  |  | 0 | 0 |  |  |  | 0 | 0 | 0 | 0
|  | Fix barbwire - 3 trademan at 0.2 mhrs / m | 3 | 0.2 | 3.42 | [11 empty] | 0 |  |  | 0 | 0 |  |  |  | 0 | 0 |  |  |  | 0 | 0 | 0 | 0
|  | Fix chain mesh wire-3 trademan at 0.8mhr/m | 1 | 0.8 | 4.56 | [11 empty] | 0 |  |  | 0 | 0 |  |  |  | 0 | 0 |  |  |  | 0 | 0 | 0 | 0
|  | Concrete : (mix 1:2:4 for ordinary grade cement) at 28/bg and 55/m3 sand, 55/m3 aggre |  |  |  | m3 | 0.054 | 221 | 3.978 | [7 empty] | 0 |  |  | 0 | 0 |  |  |  | 0 | 0 |  |  |  | 0 | 0 | 0 | 0
|  | Rate per m3: | [14 empty] | 0 |  |  | 0 | 0 |  |  |  | 0 | 0 |  |  |  | 0 | 0 | 0 | 0
|  | 37*1/7*1.5*$28/bag | 222 | [13 empty] | 0 |  |  | 0 | 0 |  |  |  | 0 | 0 |  |  |  | 0 | 0 | 0 | 0
|  | 2/7*55*1.5 | 23.5714 | [13 empty] | 0 |  |  | 0 | 0 |  |  |  | 0 | 0 |  |  |  | 0 | 0 | 0 | 0
|  | 4/7*55*1.3 | 40.8571 | [13 empty] | 0 |  |  | 0 | 0 |  |  |  | 0 | 0 |  |  |  | 0 | 0 | 0 | 0
|  | water @ $5.00/m3 | 5 | [13 empty] | 0 |  |  | 0 | 0 |  |  |  | 0 | 0 |  |  |  | 0 | 0 | 0 | 0
|  |  | 291.4286 | [13 empty] | 0 |  |  | 0 | 0 |  |  |  | 0 | 0 |  |  |  | 0 | 0 | 0 | 0
[17 empty] | 0 |  |  | 0 | 0 |  |  |  | 0 | 0 |  |  |  | 0 | 0 | 0 | 0
[17 empty] | 0 |  |  | 0 | 0 |  |  |  | 0 | 0 |  |  |  | 0 | 0 | 0 | 0
|  | 40mm galv pipe post with cap @ 98.5/no per 3mlong |  |  |  | no | 1 | 32.8333 | 32.8333 | [7 empty] | 0 |  |  | 0 | 0 |  |  |  | 0 | 0 |  |  |  | 0 | 0 | 0 | 0
|  | High strain wire 3m per m at $70 per roll for 50m fencing |  |  |  | m | 3 | 1.54 | 4.62 | [7 empty] | 0 |  |  | 0 | 0 |  |  |  | 0 | 0 |  |  |  | 0 | 0 | 0 | 0
|  | Barbed wire 3m at $55 per roll for 15m |  |  |  | m | 3 | 4.0333 | 12.1 | [7 empty] | 0 |  |  | 0 | 0 |  |  |  | 0 | 0 |  |  |  | 0 | 0 | 0 | 0
|  | Tie wire at 0.252m per loop in 6no, one coil = 15m at 10/coil | 251.2 |  |  | m | 1.512 | 0.8 | 1.2096 | [7 empty] | 0 |  |  | 0 | 0 |  |  |  | 0 | 0 |  |  |  | 0 | 0 | 0 | 0
|  | Chain link wire mesh 2.14m high x 15m at 350/roll |  |  |  | m | 1 | 28 | 28 | [7 empty] | 0 |  |  | 0 | 0 |  |  |  | 0 | 0 |  |  |  | 0 | 0 | 0 | 0
|  | Add cartage at 10% of total cost | [6 empty] | 7.8763 | [7 empty] | 0 |  |  | 0 | 0 |  |  |  | 0 | 0 |  |  |  | 0 | 0 | 0 | 0
[17 empty] | 0 |  |  | 0 | 0 |  |  |  | 0 | 0 |  |  |  | 0 | 0 | 0 | 0
[17 empty] | 0 |  |  | 0 | 0 |  |  |  | 0 | 0 |  |  |  | 0 | 0 | 0 | 0
|  | 50mm dia corner / end post with concrete/ no | [14 empty] | 0 |  |  | 0 | 0 |  |  |  | 0 | 0 |  |  |  | 0 | 0 | 0 | 0
|  | Ram bottom of exc to receive concrete @ .15hr/m2 | 0.09 | 0.15 | 0.02565 | [11 empty] | 0 |  |  | 0 | 0 |  |  |  | 0 | 0 |  |  |  | 0 | 0 | 0 | 0
|  | Concrete in post bases @ 10mhrs/m3 | 0 | 10 | 0 | [11 empty] | 0 |  |  | 0 | 0 |  |  |  | 0 | 0 |  |  |  | 0 | 0 | 0 | 0
|  | Drilled pipepost at 0.1hr/ no | 6 | 0.1 | 1.14 | [11 empty] | 0 |  |  | 0 | 0 |  |  |  | 0 | 0 |  |  |  | 0 | 0 | 0 | 0
|  | Erect, and plumb pipe post @ 1.5mhrs/ no | 1 | 1.5 | 2.85 | [11 empty] | 0 |  |  | 0 | 0 |  |  |  | 0 | 0 |  |  |  | 0 | 0 | 0 | 0
|  | 50mm pipe post with cap 3 m long |  |  |  | no | 1 | 98.5 | 98.5
|  | Fix high strain wire- 3 trademan at 0.2mhrs/m | 3 | 0.2 | 1.14 | [11 empty] | 0 |  |  | 0 | 0 |  |  |  | 0 | 0 |  |  |  | 0 | 0 | 0 | 0
|  | Fix barbwire - 3 trademan at 0.2 mhrs / m | 3 | 0.2 | 3.42 | [11 empty] | 0 |  |  | 0 | 0 |  |  |  | 0 | 0 |  |  |  | 0 | 0 | 0 | 0
|  | Fix chain mesh wire-3 trademan at 0.8mhr/m | 1 | 0.8 | 4 | [11 empty] | 0 |  |  | 0 | 0 |  |  |  | 0 | 0 |  |  |  | 0 | 0 | 0 | 0
|  | Concrete : (mix 1:2:4 for ordinary grade cement) at /bg and 5/m3 sand, 5/m3 aggre |  |  |  | m3 | 0.054 | 221 | 3.978 | [7 empty] | 0 |  |  | 0 | 0 |  |  |  | 0 | 0 |  |  |  | 0 | 0 | 0 | 0
[17 empty] | 0 |  |  | 0 | 0 |  |  |  | 0 | 0 |  |  |  | 0 | 0 | 0 | 0
|  | Pipe support with concrete base | [14 empty] | 0 |  |  | 0 | 0 |  |  |  | 0 | 0 |  |  |  | 0 | 0 | 0 | 0
|  | Ram bottom of exc to receive concrete @ .15hr/m2 | 0.09 | 0.15 | 0.02565 | [11 empty] | 0 |  |  | 0 | 0 |  |  |  | 0 | 0 |  |  |  | 0 | 0 | 0 | 0
|  | Concrete in post bases @ 10mhrs/m3 | 0 | 10 | 0 | [11 empty] | 0 |  |  | 0 | 0 |  |  |  | 0 | 0 |  |  |  | 0 | 0 | 0 | 0
|  | Drilled pipepost at 0.1hr/ no | 6 | 0.1 | 1.14 | [11 empty] | 0 |  |  | 0 | 0 |  |  |  | 0 | 0 |  |  |  | 0 | 0 | 0 | 0
|  | Erect, and plumb pipe post @ 1.5mhrs/ no | 1 | 1.5 | 2.85 | [11 empty] | 0 |  |  | 0 | 0 |  |  |  | 0 | 0 |  |  |  | 0 | 0 | 0 | 0
|  | 50mm pipe post support |  |  |  | no | 1 | 98.5 | 98.5
|  | Clip for 50mm galv. pipe |  |  |  | no | 1 | 20 | 20
|  | Fix high strain wire- 3 trademan at 0.2mhrs/m | 3 | 0.2 | 1.14 | [11 empty] | 0 |  |  | 0 | 0 |  |  |  | 0 | 0 |  |  |  | 0 | 0 | 0 | 0
|  | Fix barbwire - 3 trademan at 0.2 mhrs / m | 3 | 0.2 | 3.42 | [11 empty] | 0 |  |  | 0 | 0 |  |  |  | 0 | 0 |  |  |  | 0 | 0 | 0 | 0
|  | Fix chain mesh wire-3 trademan at 0.8mhr/m | 1 | 0.8 | 4.56 | [11 empty] | 0 |  |  | 0 | 0 |  |  |  | 0 | 0 |  |  |  | 0 | 0 | 0 | 0
|  | Concrete : (mix 1:2:4 for ordinary grade cement) at 28/bg and 55/m3 sand, 55/m3 aggre |  |  |  | m3 | 0.054 | 221 | 3.978 | [7 empty] | 0 |  |  | 0 | 0 |  |  |  | 0 | 0 |  |  |  | 0 | 0 | 0 | 0
|  |  |  | 41.45 | 43.8897 |  |  |  | 315.5732 | [7 empty] | 0 |  |  | 0 | 0 |  |  |  | 0 | 0 |  |  |  | 0 | 0 | 0 | 0
[17 empty] | 0 |  |  | 0 | 0 |  |  |  | 0 | 0 |  |  |  | 0 | 0 | 0 | 0
|  | Single gate complete with fittings | [14 empty] | 0 |  |  | 0 | 0 |  |  |  | 0 | 0 |  |  |  | 0 | 0 | 0 | 0
|  | Fix gate single - 2 s/t in 4 hours | 8 | 4.4 | 35.2 | no | 1 | 300 | 300 | [7 empty] | 0 |  |  | 0 | 0 |  |  |  | 0 | 0 |  |  |  | 0 | 0 | 0 | 0
|  | Supply single gate galv. iron | [14 empty] | 0 |  |  | 0 | 0 |  |  |  | 0 | 0 |  |  |  | 0 | 0 | 0 | 0
|  | Hinge gate 2" galv. iron | [14 empty] | 0 |  |  | 0 | 0 |  |  |  | 0 | 0 |  |  |  | 0 | 0 | 0 | 0
|  | Padlock with chain - PC $20.00 | [14 empty] | 0 |  |  | 0 | 0 |  |  |  | 0 | 0 |  |  |  | 0 | 0 | 0 | 0
|  | Allow 5% for sundries | [14 empty] | 0 |  |  | 0 | 0 |  |  |  | 0 | 0 |  |  |  | 0 | 0 | 0 | 0
[17 empty] | 0 |  |  | 0 | 0 |  |  |  | 0 | 0 |  |  |  | 0 | 0 | 0 | 0
|  | Double gate complete with fittings | 12 | 4.4 | 52.8 |  | 1 | 600 | 600 | [7 empty] | 0 |  |  | 0 | 0 |  |  |  | 0 | 0 |  |  |  | 0 | 0 | 0 | 0
|  | Fix gate double - 2 s/t in 6 hours | [14 empty] | 0 |  |  | 0 | 0 |  |  |  | 0 | 0 |  |  |  | 0 | 0 | 0 | 0
|  | Supply double gate galv. iron | [14 empty] | 0 |  |  | 0 | 0 |  |  |  | 0 | 0 |  |  |  | 0 | 0 | 0 | 0
|  | Hinge gate 2" galv. iron | [14 empty] | 0 |  |  | 0 | 0 |  |  |  | 0 | 0 |  |  |  | 0 | 0 | 0 | 0
|  | Padlock with chain - PC $20.00 | [14 empty] | 0 |  |  | 0 | 0 |  |  |  | 0 | 0 |  |  |  | 0 | 0 | 0 | 0
|  | Allow 5% for sundries | [14 empty] | 0 |  |  | 0 | 0 |  |  |  | 0 | 0 |  |  |  | 0 | 0 | 0 | 0
[17 empty] | 0 |  |  | 0 | 0 |  |  |  | 0 | 0 |  |  |  | 0 | 0 | 0 | 0
|  | Allow for landscaping | [9 empty] | item | Pc sum $ 2000 |  |  |  | 0 |  |  | 0 | 0 |  |  |  | 0 | 0 |  |  |  | 0 | 0 | 0 | 0
[17 empty] | 0 |  |  | 0 | 0 |  |  |  | 0 | 0 |  |  |  | 0 | 0 | 0 | 0
[17 empty] | 0 |  |  | 0 | 0 |  |  |  | 0 | 0 |  |  |  | 0 | 0 | 0 | 0
[17 empty] | 0 |  |  | 0 | 0 |  |  |  | 0 | 0 |  |  |  | 0 | 0 | 0 | 0
| TOTAL CARRIED TO SUMMARY | [19 empty] | 0 |  |  |  |  | 0 |  |  |  |  | 0 |  | 0
[17 empty] | 0 |  |  | 0 | 0 |  |  |  | 0 | 0 |  |  |  | 0 | 0 | 0 | 0
|  | SUNDRY WORKS | [14 empty] | 0 |  |  | 0 | 0 |  |  |  | 0 | 0 |  |  |  | 0 | 0 | 0 | 0
[17 empty] | 0 |  |  | 0 | 0 |  |  |  | 0 | 0 |  |  |  | 0 | 0 | 0 | 0
|  | Construction of well (approx 1200mm diameter on plan) | [8 empty] | 1 | no |  | 420 | 0 | 0 | 420 | 1 | 1 | 420 | 420 | 209.1542 | labourers | 4.4 | 920.2784 | 920.2784 | water pump at 80/day & truck for 1day | 22.0345 | 7.25 | 159.75 | 159.75 | 1500.0284 | 1500.0284
|  | Bulk exc for well commencing from existing ground level - 0-3m deep | 3.8 | 35.796 | 2.6 | 93.0696 | [10 empty] | 0 |  |  | 0 | 0 |  |  |  | 0 | 0 |  |  |  | 0 | 0 | 0 | 0
|  | Backfilling |  | 33.916 | 3.12 | 105.8179 | [10 empty] | 0 |  |  | 0 | 0 |  |  |  | 0 | 0 |  |  |  | 0 | 0 | 0 | 0
[17 empty] | 0 |  |  | 0 | 0 |  |  |  | 0 | 0 |  |  |  | 0 | 0 | 0 | 0
|  | vol 1= 2*3.14*1.2*3= | 22.608 | [13 empty] | 0 |  |  | 0 | 0 |  |  |  | 0 | 0 |  |  |  | 0 | 0 | 0 | 0
|  | vol 2= 2*3.14*1.1*3= | 20.724 | [13 empty] | 0 |  |  | 0 | 0 |  |  |  | 0 | 0 |  |  |  | 0 | 0 | 0 | 0
|  |  | 1.884 | [13 empty] | 0 |  |  | 0 | 0 |  |  |  | 0 | 0 |  |  |  | 0 | 0 | 0 | 0
[17 empty] | 0 |  |  | 0 | 0 |  |  |  | 0 | 0 |  |  |  | 0 | 0 | 0 | 0
|  | 35.80-1.884= | 33.916 | [13 empty] | 0 |  |  | 0 | 0 |  |  |  | 0 | 0 |  |  |  | 0 | 0 | 0 | 0
[17 empty] | 0 |  |  | 0 | 0 |  |  |  | 0 | 0 |  |  |  | 0 | 0 | 0 | 0
[17 empty] | 0 |  |  | 0 | 0 |  |  |  | 0 | 0 |  |  |  | 0 | 0 | 0 | 0
|  | Allow for positioning of concrete well ring / 6no including projection above ground |  | 7 | 0.16667 | 10.2667 | [10 empty] | 0 |  |  | 0 | 0 |  |  |  | 0 | 0 |  |  |  | 0 | 0 | 0 | 0
[6 empty] | 209.1542 | mhrs | [9 empty] | 0 |  |  | 0 | 0 |  |  |  | 0 | 0 |  |  |  | 0 | 0 | 0 | 0
|  | Add for Cartage | [14 empty] | 0 |  |  | 0 | 0 |  |  |  | 0 | 0 |  |  |  | 0 | 0 | 0 | 0
[17 empty] | 0 |  |  | 0 | 0 |  |  |  | 0 | 0 |  |  |  | 0 | 0 | 0 | 0
[17 empty] | 0 |  |  | 0 | 0 |  |  |  | 0 | 0 |  |  |  | 0 | 0 | 0 | 0
[17 empty] | 0 |  |  | 0 | 0 |  |  |  | 0 | 0 |  |  |  | 0 | 0 | 0 | 0
|  | Allow for precast concrete well ring size: 1200mm dia x 700mm high |  |  |  | no | 7 | 60 | 420 | [7 empty] | 0 |  |  | 0 | 0 |  |  |  | 0 | 0 |  |  |  | 0 | 0 | 0 | 0
[9 empty] | 420 | material | [6 empty] | 0 |  |  | 0 | 0 |  |  |  | 0 | 0 |  |  |  | 0 | 0 | 0 | 0
[17 empty] | 0 |  |  | 0 | 0 |  |  |  | 0 | 0 |  |  |  | 0 | 0 | 0 | 0
|  | Add for Cartage, @ 11.00 for 1 day |  |  |  | day | 7.25 | 11 | 79.75 | [7 empty] | 0 |  |  | 0 | 0 |  |  |  | 0 | 0 |  |  |  | 0 | 0 | 0 | 0
[21 empty] | 0 |  |  |  |  | 0 |  |  |  |  | 0 | 0 | 0
|  | Allow for dewatering-1 day at the rate of $100/day |  |  |  | day | 1 | 100 | 100 | [7 empty] | 0 |  |  | 0 | 0 |  |  |  | 0 | 0 |  |  |  | 0 | 0 | 0 | 0
[21 empty] | 0 |  |  |  |  | 0 |  |  |  |  | 0 | 0 | 0
| TOTAL CARRIED TO SUMMARY | [15 empty] | 0 |  |  | 0 | 420 |  |  |  | 0 | 920.2784 |  |  |  | 0 | 159.75 |  | 1500.0284
[17 empty] | 0 |  |  | 0
[17 empty] | 0 |  |  | 0
[17 empty] | 0 |  |  | 0
[17 empty] | 0 |  |  | 0
[17 empty] | 0 |  |  | 0

## PART A
SCHEDULE OF MATERIALS FOR KIRIBATI INSURANCE NEW OFFICE XMAS_ PART A
Item | Description | Total | Unit | Rate | Sub-Total
Qty
A | TIMBER PRODUCTS:
A1 | 190x45mm H3 TP Timber Formwork and Door | 25 | length |  | 0
| Formply 2400x1200mm | 14 | sheet |  | 0
A2 | 300x50mm H3TP Timber for String | 3 | length |  | 0
A3 | 250x50mm H3TP Timber for Tread | 3 | length |  | 0
A4 | 45x45mm H3 TP Pegs, formwork, temp strucuture 6m long | 30 | length |  | 0
A5 | 200x50mm Kwila Timber for joists | 6 | length |  | 0
A6 | 100x50 Kwila Timber for top and hand rail | 6 | length |  | 0
A7 | 50x50mm Kwila Timber for ballusters | 10 | length |  | 0
A8 | 1800x1200x18mm Hardie Panel Fiber Cement Board | 44 | sheet |  | 0
A9 | 1800x1200x13mm Hardie Panel Fiber Cement Board | 35 | sheet |  | 0
A9 | 13mm plasterboard (knauf fireshield) 3600mm x 1200mm | 140 | sheet |  | 0
| Weatherboard lining to exterior (4200mm x 230mm) | 170 | length |  | 0
| Pink batts wall insulation (R2.5 glasswool) 1220mmx432mm | 850 | sheet |  | 0
| Knauf Opal Platerboard (10mm) 6000mm x1200mm | 42 | sheet |  | 0
| Hollow white soffit starter trim (3m) | 35 | length |  | 0
| Steplook 2 cornice (Knauf) 4200mm x 50mm | 73 | length |  | 0
B | CONCRETE & RAW MATERIALS:
B1 | Portland Cement 40kg | 368 | Bag |  | 0
B2 | Fine Sand | 17 | m3 |  | 0
B3 | Aggregate 15-25mm thick | 34 | m3 |  | 0
B6 | Polythene Underlay 0.4mm - 250mu x 43 x 25m black polythene | 5 | Roll |  | 0
B7 | Slab Mesh - 500E Mesh 6.1 X 2.4m SE72 7.0mm @ 200crs Net 12.76sqm | 13 | Sheet |  | 0
B10 | N12mm deformed bar (6m lengths) | 260 | Length |  | 0
B11 | N10mm deformed bar (6m lengths) | 360 | Length |  | 0
B12 | Tie Wire 100m roll | 20 | Roll |  | 0
D | ROOFING PRODUCTS:
D1 | Stramit Monoclad Roof 6837mm long | 30 | Sheet |  | 0
D2 | Stramit Monoclad Roof long 5700mm long | 16 | Sheet |  | 0
D4 | 60mm light duty reflective foil faced EarthWool blanket 75m/roll | 3 | Roll |  | 0
D5 | Barge G300 200x100mm (2.4m length) | 13 | Sheet |  | 0
D7 | Gutter 175 Box medium depth 3.0m | 11 | Sheet |  | 0
D8 | Steel Internal Gutter Brackets | 60 | Each |  | 0
E | PLUMBING PRODUCTS:
E1 | 100mm dia. UPVC pipe - DPs 6m | 10 | Length |  | 0
E2 | 100mm diameter UPVC elbow | 10 | Each |  | 0
E3 | 100mm diameter Saddle brackets | 10 | Each |  | 0
E4 | 100mm floor wast Gully | 6 | Each |  | 0
E5 | 100x50mm diameter Reducer | 4 | Each |  | 0
E6 | 50mm diameter UPVC pipe- 6m long | 10 | Each |  | 0
E7 | 50mm diameter UPVC Elbow | 10 | Each |  | 0
E8 | 50mm diameter UPVC Bend 45 degree | 10 | Each |  | 0
E9 | 50mm diameter UPVC Vent Cap | 5 | Each |  | 0
E10 | 20mm diameter UPVC Pipe (6m lengths) | 10 | Length |  | 0
E11 | 20mm diameter UPVC elbow | 20 | Each |  | 0
E12 | 20mm dia sleeve with female thread (for connecting tap) | 6 | Each |  | 0
E13 | 20mm diameter UPVC Union | 6 | Each |  | 0
E14 | 20mm diameter male adaptor | 10 | Each |  | 0
E15 | 20mm diameter brass ball-type-in-line stop valve | 5 | Each |  | 0
E16 | 20mm stainless steel tap (lockable tap) | 6 | Each |  | 0
E24 | WC Pan Suite Complete with cistern, seat, lid, gate valce and pan adaptor | 3 | Item |  | 0
E25 | Hand Basin complete with associate fittings- including plug&waste valve | 2 | Item |  | 0
E26 | Sink unit of double bowl double drainer 1800mm long complete with cold tap, trap, and plug and waste. | 1 | Item |  | 0
E27 | Shower arm, rose, and 20mm diam Brass valve. | 1 | Item |  | 0
E28 | Toilet Roll Holder. (Stainless screw to wall) | 2 | Each |  | 0
E29 | Solvent Cement for UPVC pipe (500ml tin with integral brush) | 1 | Tin |  | 0
E30 | Thread tape (Teflon) | 3 | Each |  | 0
E31 | 5000lL Water Tank | 4 | Each |  | 0
F | PAINTING PRODUCTS
F1 | 10L Enamel Pink Primer Paint | 13 | Drum |  | 0
F2 | 10L Enamel White Undercoat Paint | 25 | Drum |  | 0
F3 | 4L Enamel White High Gloss Paint | 25 | Tin |  | 0
F4 | 10L Acrylic White Semi Gloss Paint | 25 | Drum |  | 0
F5 | 4L Clear Wood Varnish | 3 | Tin |  | 0
F6 | 20L Mineral Turpentine | 1 | Drum |  | 0
F7 | 100mm Paint Brush | 10 | Each |  | 0
F8 | 75mm Paint Brush | 10 | Each |  | 0
F9 | 50mm Paint Brush or Applicable Corner Brush | 10 | Each |  | 0
F10 | Paint roller trays 230mm | 6 | Each |  | 0
F11 | Paint Roller Frame 100mm | 6 | Each |  | 0
F12 | Paint Roller Frame 200mm | 6 | Each |  | 0
F13 | 200mm Paint Sleeve (5 Pcs per Package) | 10 | Pkt |  | 0
F14 | 100mm Paint Sleeve (5 Pcs per Package) | 10 | Pkt |  | 0
F15 | 80 grit Sand paper 50mtr roll - 115mm | 1 | Roll |  | 0
G | ELECTRICAL PRODUCTS
G1 | Switchboard 12 Set complete with Neutral links | 1 | Each |  | 0
G2 | Circuit wiring using 1.5mm2 cable lm | 200 | m |  | 0
G3 | Circuit wiring using 2.5mm2 cable lm | 200 | m |  | 0
G4 | Led downlight strip (1200mm) | 10 | Each |  | 0
| Led compact light | 19 | Each |  | 0
G5 | Split unit air condition ceiling mounted | 9 | Each |  | 0
G6 | General power outlet double complete. | 28 | Each |  | 0
G7 | Light switch one way complete with mounting | 6 | Each |  | 0
G8 | Light switch two way complete with mounting | 6 | Each |  | 0
G8 | Juntion Box 10pcs per Box | 10 | Box |  | 0
H | GENERAL HARDWARE & FIXINGS:
H7 | 100mm x 4.00mm galv bullet head nails | 10 | Kg |  | 0
| 45mm self drilling and threading screws | 10 | Kg |  | 0
H8 | 100mm x 4.00mm Concrete nails | 10 | Kg |  | 0
H9 | 75mm x 3.15mm galv bullet head nails | 10 | Kg |  | 0
H11 | M16 bolts (grade 8.8) | 250 | pcs |  | 0
| M12 bolts (grade 8.8) | 1200 | pcs |  | 0
| M24 bolts (grade 8.8) | 200 | pcs |  | 0
| M20 bolts (grade 8.8) with nut & washer with full thread anchor | 250 | pcs |  | 0
H13 | Welding Rod 3.2mm 150 pcs per box | 10 | Box |  | 0
H14 | 100mm SS Butt Hinges 316 Grade (4 x 3 x 2.5mm) | 48 | Pcs |  | 0
H15 | Entrance Lock complete with Key | 16 | Each |  | 0
H16 | SS 316 150mm long Stainless Steel Pad Bolt | 16 | Each |  | 0
H17 | Clear Roofing Silicone (500g) | 2 | Each |  | 0
H18 | Acrylic Gap Filler (500g) | 2 | Each |  | 0
H19 | Rivets (3.2x9.6mm) 100pcs per Box | 2 | Box |  | 0
H21 | 25mm Galv T17 Hex head Timber Cladding screws colour-matched | 350 | Pcs |  | 0
H22 | 30mm galv T17 # 8 (4.17 diam) pine screws (500pcs per Box) | 2 | Box |  | 0
H23 | 100mm galv self-drilling bugle batten screws (hex drive) (500pcs per Box) | 2 | Box |  | 0
H24 | Spaghettie Wall Plug- Red Colour | 20 | lm |  | 0
H26 | 10Kg Ceramic Tile Adhesive | 20 | Bag |  | 0
H27 | 10Kg Ceramic Tile Grout | 10 | Bag |  | 0
H29 | Alnodised Louver frame- 8 blade | 75 | Pair |  | 0
H30 | Alnodised Louver frame- 4 blade | 5 | Pair |  | 0
H31 | 36"x6" (914x150mm) clear glass blade | 650 | Pcs |  | 0
| 300mmx300mm Unglazed Porcelain Tile | 2150 | Pcs |  | 0
| 300x300mm Mosaic Floor tile | 200 | Pcs |  | 0
| 50x50mm ceramic wall tile | 6400 | Pcs |  | 0

## PART B
SCHEDULE OF MATERIALS FOR KIRIBATI INSURANCE NEW OFFICE XMAS_ PART B
Item | Description | Total | Unit | Rate | Sub-Total | Diagram | Drawing Number
|  | Qty required |  |  |  | If Requied
STRUCTURAL STEEL PRODUCTS:
| SHS -Square hollow section 250mm x 250mm x 9mm grade 250 | 120 | lm |  | 0
| SHS -Square hollow section 125mm x 125mm x 9mm grade 250 | 31 | lm |  | 0
| UC- Universal beam 200ub29.8 | 80 | lm |  | 0
| Joist lipped Cee Channel 190x45x15x1.5 | 442 | lm |  | 0
| Knauf steel accustud | 596 | lm |  | 0
| Knauf top and bottom plates | 206 | lm |  | 0
| Parallel Flange Channel (250mm) Rafter | 29 | lm |  | 0
| Parallel Flange Channel (150mm) Rafter | 35 | lm |  | 0
| Lipped Cee Channel 140x45x15x1.55 | 280 | lm |  | 0
| 50mm x 5mm flat bar for bracing | 40 | lm |  | 0
| 310x310x10mm thick base plate grade 250 steel | 18 | pcs |  | 0
| 130x140x8mm thick ms cleat | 138 | pcs |  | 0
| 80x140x8mm thick ms cleat | 138 | pcs |  | 0
| 12mm thick ms cleat and plate (230x300x12). | 60 | pcs |  | 0
| 90x200x4 ms cleat fp | 170 | pcs |  | 0
| 100x150x6 fin plate connection | 96 | pcs |  | 0
| 6mm thick ms end plate (150mmx75mm) | 12 | pcs |  | 0
| 125x75x8 Unequal Angle Grade 250 | 96 | pcs |  | 0
| 8mm thick ms cleat & plate (125x225x8mm) | 30 | pcs |  | 0

## Take-off (hidden)
DATE;
| DRWG NO |  |  |  |  | FILE REF:
Ref | Description |  | Side Cast | Factor |  | D1 | D2 |  |  | D3 | Qty | Unit
PRELIMINARIES
Unless otherwise stated, the following shall be itemised
| Allow for the Provision of signboards, together with details of signwriting | [9 empty] | 0 | item
| Allow for the provision of telephones, including installation | [9 empty] | 0 | item
Site Access
| Allow for access to site | [9 empty] | 0 | item
| Care and Security of the works | [9 empty] | 0 | item
| Temporary Galv fencing with post at 3m c-c (max use 3uses) | [9 empty] | 0 | m
Temporary Hoarding
| Hoarding 2m high of 18mm external quality plywood on 100 x 100mm kiln | [10 empty] | m
dried timber post and 75 x 50mm rail in 3 rows. (allow max uses of 3)
| Allow for temporary site shed during the course of construction works | [9 empty] | 0 | item
| Temporary services, construction water and power | [9 empty] | 0 | item
Allow for the provision of water for the works and
any necessary temporary plumbing and storage.
| Allow for the provision of temporary electric power, | [9 empty] | 1 | item
including connections to main.
| Allow for the provision of sanitary conveniences and | [9 empty] | 1 | item
keeping of the conveniences in a clean and orderly
condition.
| Allow for setting out of the works and the provision | [9 empty] | 1 | item
of all instruments required.
| Allow for testing of materials and submission of samples | [9 empty] | 1 | item
| Allow for the provision of plant and tools required for the | [9 empty] | 1 | item
execution of the works
| Allow for the provision of scaffolding for exterior work | [9 empty] | 1 | item
| Allow for the provision of scaffolding for interior work | [9 empty] | 1 | item
| Allow for the provision of temporary screens and other protection | [9 empty] | 1 | item
requirement (For this item the rate for temporary hoarding may
be adopted.
| Allow for the protection of the works from weather or any other cause | [9 empty] | 1 | item
| Allow for maintenance and protection of public and private | [9 empty] | 1 | item
property and other similar undertakings including making good
and paying of all damage thereto
| Allow for constant supervision (max 3 months average) unless otherwise stated | [9 empty] | 1 | item
| Allow for cartage of materials to site, and removal upon completion | [9 empty] | 1 | item
| Allow transport for workers (max 3months on average) unless otherwise stated | [9 empty] | 1 | item
| Allow for the provision for removal of rubbish and debris and | [9 empty] | 1 | item
clearing away on completion
| Allow for cleaning all surfaces ready for occupation | [9 empty] | 1 | item
| Allow for dewatering | [9 empty] | 1 | item
TOTAL CARRIED TO SUMMARY
DEMOLITION
| Allow for obtaining all necessary approvals prior to demolition | [9 empty] | 1 | item
| Disconnect and seal off services prior to demolition | [9 empty] | 1 | item
Electrical works
| Remove light fittings | [10 empty] | no
| Remove outlet socket | [10 empty] | no
| Remove ceiling fan switches | [10 empty] | no
| Remove switches | [10 empty] | no
| Remove switchboard | [10 empty] | no
Plumbing works
| Remove W.c pan complete with associated fittings. | [10 empty] | no
| Remove wash hand basin and store where directed | [10 empty] | no
| Take down sink unit complete with fittings, and bench and remove to store. | [10 empty] | no
| Remove bath unit complete with fittings and store where directed. | [10 empty] | no
| Remove shower unit with fittings, and store where directed. | [10 empty] | no
| Remove urinal unit with fittings, and store where directed | [10 empty] | no
Hazardous substances
| Remove hazardous substances (abestos lining, gutter, roof and | [10 empty] | item
the like)
| Remove 200mm thick conrete foundation | [10 empty] | m3
| Remove unreinforced concrete pavings, 100mm thick | [10 empty] | m2
| Ditto but reinforced concrete slab, 100mm thick | [10 empty] | m3
| Remove concrete kerbs, gutters | [10 empty] | m2
| Allow to carryout works for key, forming of toothings, | [10 empty] | m2
and the like to surfaces receiving new work
Roofing
| Remove eaves guttering including support framing to eaves, | [10 empty] | m
fascia board finishing trim, and downpipe
| Remove verge support framing including soffit cladding, and barge board | [10 empty] | m
and finishing trm
| Remove gable cladding including finishing trim | [10 empty] | m2
| Remove roof covering and associated flashings | [10 empty] | m2
| Remove frame timber trusses, rafters, and the like | [10 empty] | no
Doors and Windows
| Remove door complete with hardware | [10 empty] | no
| Remove window shutter unit with hardware | [10 empty] | no
| Remove Alum door frame with glazing and sliding door | [10 empty] | no
| Remove roller door unit complete with associated fittings | [10 empty] | no
| Remove alum window frames complete with glazing | [10 empty] | no
| Remove louver frame with glass blade (4- 6 louvers) | [10 empty] | no
| Remove louver frame with glass blade (7-9 louvers) | [10 empty] | no
| Remove louver frame with glass blade (10-12 louvers) | [10 empty] | no
Wall
| Remove hardboard lining on framing | [10 empty] | m2
| Remove batt behind lining | [10 empty] | m2
| Remove timber framing | [10 empty] | m2
| Breakup 100mm thick blocwork wall and remove debris | [10 empty] | m2
Labour - 2 labourers for 0.75 hours per m2
| Demolish 150mm thick blockwork wall and remove debris | [10 empty] | m2
| Demolish 200mm thick blockwork wall and remove debris | [10 empty] | m2
Opening through stud partitions
| Form opening through 100mm thick timber stud wall partition for | [10 empty] | m2
door opening overall size: 2100 x 900mm wide; take off skirtings, cut away lining,
and make good around disturbed surfaces
Add 10% extra loading on labour for making
good around disturbed surfaces
Opening through Blockwork wall
| Form opening through 200mm thick blockwork wall for door opening overall size: | [10 empty] | m2
2100 x 900mm wide, insert new lintel, 200mm thick and make good around disturbed surfaces.
TOTAL CARRIED TO SUMMARY
EXCAVATION AND EARTHWORK
Note: Unless otherwise stated, the minimum allowance for working space shall be
comply with the following:
Planking and strutting is measured to all excavations 1.5m deep or irrespective
of depth to excavations against public places and adjacent sites.
1) For depth of excavation 0-1m = 0.2m
2) For depth of excavation 1-2m = 0.6m
3) For depth of excavation 2-3m = 1m
4) Exceeding 3m = 1.3m
| Clear site to suit "building footprint", and allow to offset 1m at both directions |  |  | 1 | 1 | [6 empty] | m2
for timber profiles
| Strip site average 100mm deep, to remove top soil and spread and level on site. | [10 empty] | m2
Footing
| Excavate trench for footing 0-1.5m deep commencing from strip level. | [10 empty] | m3
| Excavate for column pad 0-1.5m deep commencing from strip level | [10 empty] | m3
| Excavate for edge thickening commencing from stirp level | [10 empty] | m3
| Extra value for excavating solid rock encountered in the course of excavation | [10 empty] | m3
Backfilling
| Return fill and ram selected excavated material around footing. | [10 empty] | m3
Disposal
| Cartaway excavated material offsite where directed | [10 empty] | m3
FILLING
| Hardcore imported and laid on site 100mm thick | [10 empty] | m2
| Hardcore imported to and laid on site 125mm thick. | [10 empty] | m2
| Hardcore imported to and laid on site 150mm thick. | [10 empty] | m2
Surface treatment
| Lay and blind hardcore | [10 empty] | m2
| Sand bed 50mm thick imported and laid to receive concrete | [10 empty] | m2
| Level and ram top of sand | [10 empty] | m2
TOTAL CARRIED TO SUMMARY
CONCRETE WORK
Preambles
Different types of Foundations and footings with concrete strength shall be
scheduled seperately
For small bases, fence posts, shallow piles and the like these shall be
enumerated where not exceeding 0.2m3
Slabs for each thickness shall be scheduled seperately. If finished to
falls or cross falls this shall be stated and the average thickness given
Apply structural reinforced concrete to the following:
| 600x200mm thick strip footing | [10 empty] | m3
| 600x200mm tie beam | [10 empty] | m3
| Raft footing |  |  | 1 | 1 | [6 empty] | m3
| Isolated column base | [10 empty] | m3
| Isolated small base/ fence post (300x300x450) | [10 empty] | no
| Bedding to structural steel / metal work (0-200mm thick) | [10 empty] | m2
| 100mm thick slab | [10 empty] | m3
| 150mm thick slab | [10 empty] | m3
| 3000x3000 | 1.35 | slab | 1 | 1 | 3 | 3 | 0 | 0.15
| 200mm thick suspended slab | [10 empty] | m3
| 150mm thick suspended slab | [10 empty] | m3
| 3000x3000 | 1.35
| Beam | [10 empty] | m3
| Lintel | [10 empty] | m3
| Column / Pier | [10 empty] | m3
| Steps and staircases including strings, soffits, balustrades and | [10 empty] | m3
landings
| Blinding concrete (0-200mm thick) | [10 empty] | m2
| Upstands and kerbs (<0.05m2 in section) | [10 empty] | m
Surface Finishes
| 20mm thick cement and sand (mix 1:3) screed Trowel steel float finish to top of slab | [10 empty] | m2
| 20mm thick cement and sand (mix 1:3) screed Broom finish to top of slab | [10 empty] | m2
| 25mm thick cement and sand (mix 1:3) screed Trowel steel float finish to top of slab | [10 empty] | m2
| 25mm thick cement and sand (mix 1:3) screed Broom finish to top of slab | [10 empty] | m2
| Extra value for trowel steel float finish to confine areas (0-200mm wide ) | [10 empty] | m
| Extra value for broom finish ditto (0-200mm wide) | [10 empty] | m
| 12mm diameter Holding down bolt complete with nut and 2 washers bolted in | [10 empty] | no
concrete
| 12mm diameter Holding down bolt complete with nut and 2 washers | [10 empty] | no
bolted in concrete
TOTAL CARRIED TO SUMMARY
FORMWORK
Unless otherwise stated, formwork shall be measured in square metres.
Formwork specified to be left in place shall be scheduled seperately.
Formwork to soffits of beams or slabs shall be scheduled seperately.
Apply formwork to the following:
| Vertical surfaces of footing (average uses = 5) | [10 empty] | m2
| Vertical surfaces of wall | [10 empty] | m2
| Vertical surfaces of column / pier. Include timber fillet not exceeding | [10 empty] | m2
50mm on face.
| Flat soffits of suspended slab not exceeding 3m high from grd level | [10 empty] | m2
| Sides and soffit of beam | [10 empty] | m2
| Sides and soffit of lintel | [10 empty] | m2
| Sides of stair riser and string | [10 empty] | m2
| Formwork to sides of suspended floor slab over 100mm and not exceeding 200mm | [10 empty] | m
| Ditto but to edge of concrete slab over 100mm and not exceeding 200mm | [10 empty] | m
| Ditto but to edge of concrete slab over 200mm and not exceeding 300mm | [10 empty] | m
| Formwork to sides of reveals 0-200mm | [10 empty] | m
| Formwork to sides of reveals over 200mm and not exceeding 300mm | [10 empty] | m
| Form 100 x 50mm deep rebate in edge of slab | [10 empty] | m
| Form 200x50mm deep rebate in edge of slab | [10 empty] | m
TOTAL CARRIED TO SUMMARY
DAMP PROOF SHEETING
| 0.25mm DMP membrane sheeting or similar laid and lapped at | [10 empty] | m2
300mm wide and jointed with tape
| Extra value for turn ups 0-200mm wide | [10 empty] | m
| Extra value for turn ups over 200mm but not exceeding 300mm | [10 empty] | m
| Extra value for turn down 0-200mm wide | [10 empty] | m
| Extra value for turn down over 200mm but not exceeding 300mm | [10 empty] | m
| Form penetration to damp proof sheeting 0-100mm diameter | [10 empty] | no
| Form penetration to damp proof sheeting 100- 200mm diameter | [10 empty] | no
TOTAL CARRIED TO SUMMARY
DAMP PROOF COATINGS
Prepare surfaces and apply two coat suitable dmp coating to the following:
| 200mm thick blockwork surfaces | [10 empty] | m2
| 150mm thick blockwork surfaces | [10 empty] | m2
| 100mm thick blockwork surfaces | [10 empty] | m2
TOTAL CARRIED TO SUMMARY
REINFORCING STEEL
BAR REINFORCING
Strip footing / Edge beam
| 20mm diameter reinforcing bar in ftng | [10 empty] | m
| 16mm diameter reinforcing bar in footing. | [10 empty] | m
| 12mm diameter reinforcing bar in footing. | [10 empty] | m
| 10mm diameter ties at 400mm c-c | [10 empty] | m
| 6mm diameter ties at 400mm c-c | [10 empty] | m
Column
| 20mm dia reinforcing bar in column | [10 empty] | m
| 16mm diameter reinforcing bar in column. | [10 empty] | m
| 12mm diameter reinforcing bar in column | [10 empty] | m
| 10mm diameter ties at 300 c-c. | [10 empty] | m
| 6mm diameter ties at 300 c-c | [10 empty] | m
Blockwork
| 12mm starter bar including laps | [10 empty] | m
| 10mm dia starter bar including laps | [10 empty] | m
Beam and Lintel
| 20mm diameter reinforcing bar in beam | [10 empty] | m
| 16mm dia reinforcing bar in beam | [10 empty] | m
| 12mm dia reinforcing bar in beam | [10 empty] | m
| 10mm diameter ties in beam. | [10 empty] | m
| 6mm diameter ties in beam. | [10 empty] | m
Concrete slab
| 12mm diameter in slab on ground | [10 empty] | m
| 12mm diameter in suspended slab | [10 empty] | m
| 10mm diameter in slab on ground | [10 empty] | m
| 10mm diameter in suspended slab | [10 empty] | m
MESH REINFORCING
| Steel fabric reinforcement in slab lapped at 300mm wide | [10 empty] | m2
| Extra value for raking cutting to fabric mesh reinforcement to suit profile of slab | [10 empty] | m
| Extra value for circular cutting to suit profile of slab | [10 empty] | m
| Extra value for cranking of fabric mesh reinforcement | [10 empty] | m
| Extra value for bending of fabric mesh reinforcement | [10 empty] | m
TOTAL CARRIED TO SUMMARY
STRUCTURAL STEEL
Preambles:
Actual size of each member shall be given, and
the tables used for calculating the mass of members shall be stated.
The type of base plate and thickness should also be stated when
scheduled. All types of welding shall be stated including thickness.
UB Portal frame
| UB Portal frame or similar up to 10m span (at 0-30kg/m)and erected to 0-6m high overall (in ……off) | [10 empty] | kg
| UB Portal frame or similar 10m to 15m span (at 0-37kg/m)and erected to 0-6m high overall (in ……off) | [10 empty] | kg
Cutting
| Apply splay cutting to end of portal frame | [10 empty] | m
| Ditto but to knee of portal frame | [10 empty] | m
Base plate
| Raking gusset cut and place in position | [10 empty] | m
| Profile cutting to gusset and place in position | [10 empty] | m
| Form holes on 10mm base plate exceeding 20mm but not exceeding | [10 empty] | no
30mm diameter
| 20-24mm dia holding bolt x 300mm long | [10 empty] | no
| Apply double v butt welding thick to apex and knee of portal frame | [10 empty] | m
| Apply fillet weld to plate 2mm thick | [10 empty] | m
| Apply fillet weld to plate 10mm thick | [10 empty] | m
| Apply site weld to gusset plate | [10 empty] | m
| Levelling and wedging base plate | [10 empty] | item
| Apply dry pack mortar under base plate -(0-100mm thick) | [10 empty] | m2
| Mild steel angle bracket welded to portal frame size: 102mm deep x 51mm wide | [10 empty] | no
drilled once to suilt 12mm dia bolt
| RHS -Rectangular hollow section up to 65mm x 40mm | [10 empty] | kg
| RHS -Rectangular hollow section over 65mm x 65mm | [10 empty] | kg
| UC- Universal column (0-40kg/m) bolted to concrete | [10 empty] | kg
| UC- Universal column (40-100kg/m) bolted to concrete | [10 empty] | kg
| Levelling and wedging base plate | [10 empty] | item
| Apply dry pack mortar under base plate-(0-100mm thick) | [10 empty] | m2
| UB- Universal beam welded to portal frame (0-40kg/m) | [10 empty] | kg
| UB- Universal beam welded to portal frame (40-100kg/m) | [10 empty] | kg
| UB- Universal beam welded to column (0-40kg/m) | [10 empty] | kg
| UB- Universal beam welded to column (40-100kg/m) | [10 empty] | kg
| UB- Universal beam bolted to portal frame (0-40kg/m) | [10 empty] | kg
| UB- Universal beam bolted to portal frame (40-100kg/m) | [10 empty] | kg
| UB- Universal beam bolted to column (0-40kg/m) | [10 empty] | kg
| UB- Universal beam bolted to column (40-100kg/m) | [10 empty] | kg
TOTAL CARRIED TO SUMMARY
BLOCKWORK
200mm thick blockwork laid in stretcher bond
of 200mm high coursing with 10mm thick cement mortar (mix 1:3)
Exterior Wall
|  | To exterior wall (unfilled cells) | [9 empty] | m2
|  | Solid filling to cells of blockwork | [9 empty] | m2
|  | Intermittent filling to cells of blockwork | [9 empty] | m2
|  | Intermittent filling to bond beam | [9 empty] | m
|  | Intermittent filling to lintel | [9 empty] | m
Interior wall
|  | To interior wall (unfilled cells) | [9 empty] | m2
|  | Solid filling to cells of blockwork | [9 empty] | m2
|  | Intermittent filling to cells of blockwork | [9 empty] | m2
|  | Intermittent filling to bond beam | [9 empty] | m
|  | Intermittent filling to lintel | [9 empty] | m
Isolated column / pier
|  | To isolated column | [9 empty] | m2
|  | Intermittent filling to column | [9 empty] | m
150mm thick blockwork laid in stretcher bond
of 200mm high coursing with cement mortar (mix 1:3)
Exterior wall
|  | To exterior wall (unfilled cells) | [9 empty] | m2
|  | Solid filling to cells of blockwork | [9 empty] | m2
|  | Intermittent filling to cells of blockwork | [9 empty] | m2
|  | Intermittent filling to bond beam | [9 empty] | m
|  | Intermittent filling to lintel | [9 empty] | m
Interior wall
|  | To interior wall (unfilled cells) | [9 empty] | m2
|  | Solid filling to cells of blockwork | [9 empty] | m2
|  | Intermittent filling to cells of blockwork | [9 empty] | m2
|  | Intermittent filling to bond beam | [9 empty] | m
|  | Intermittent filling to lintel | [9 empty] | m
Isolated column / pier
|  | To isolated column | [9 empty] | m2
|  | Intermittent filling to column | [9 empty] | m
100mm thick blockwork laid in stretcher bond
of 200mm high coursing with cement mortar (mix 1:3)
Exterior wall
|  | To exterior wall (unfilled cells) | [9 empty] | m2
|  | Solid filling to blockwork cells | [9 empty] | m2
|  | Intermittent filling to blockwork | [9 empty] | m2
|  | Intermittent filling to bond beam | [9 empty] | m
|  | Intermittent filling to lintel | [9 empty] | m
Interior wall
|  | To interior wall (unfilled cells) | [9 empty] | m2
|  | Solid filling to blockwork cells | [9 empty] | m2
|  | Intermittent filling to blockwork | [9 empty] | m2
|  | Intermittent filling to bond beam | [9 empty] | m
|  | Intermittent filling to lintel | [9 empty] | m
Isolated column / pier
|  | To isolated column | [9 empty] | m2
|  | Intermittent filling to column | [9 empty] | m
|  | Extra value for Knock out inside of one course concrete blocks for beam | [9 empty] | m
|  | Extra value for Block up bottom of concrete blocks for beam. | [9 empty] | m
|  | Extra value for Knock out inside of one course concrete blocks for lintel | [9 empty] | m
|  | Extra value for Block up bottom of concrete blocks for lintel. | [9 empty] | m
|  | 200mm thick blockwork projecting 400mm from wall | [9 empty] | no
in 15 courses
|  | 200mm thick blockwork projecting 400mm from wall in | [9 empty] | no | 0.2 | 12
12 courses
|  | 200mm thick blockwork projecting 400mm from wall | [9 empty] | no
in 10 courses
|  | 200mm thick blockwork projecting 200mm from wall | [9 empty] | no
in 15 courses
|  | 200mm thick blockwork projecting 200mm from wall in | [9 empty] | no
12 courses
|  | 200mm thick blockwork projecting 200mm from wall | [9 empty] | no
in 10 courses
|  | 200mm thick blockwork set back 400mm from wall | [9 empty] | no
in 15 courses
|  | 200mm thick blockwork set back 400mm from wall in | [9 empty] | no
12 courses
|  | 200mm thick blockwork set back400mm from wall | [9 empty] | no
in 10 courses
|  | 200mm thick blockwork set back 200mm from wall | [9 empty] | no
in 15 courses
|  | 200mm thick blockwork set back 200mm from wall in | [9 empty] | no
12 courses
|  | 200mm thick blockwork set back200mm from wall | [9 empty] | no
in 10 courses
|  | 150mm thick blockwork projecting 400mm from wall | [9 empty] | no
in 15 courses
|  | 150mm thick blockwork projecting 400mm from wall in | [9 empty] | no
12 courses
|  | 150mm thick blockwork projecting 400mm from wall | [9 empty] | no
in 10 courses
|  | 150mm thick blockwork projecting 200mm from wall | [9 empty] | no
in 15 courses
|  | 150mm thick blockwork projecting 200mm from wall in | [9 empty] | no
12 courses
|  | 150mm thick blockwork projecting 200mm from wall | [9 empty] | no
in 10 courses
|  | 150mm thick blockwork set back 400mm from wall | [9 empty] | no
in 15 courses
|  | 150mm thick blockwork set back 400mm from wall in | [9 empty] | no
12 courses
|  | 150mm thick blockwork set back 400mm from wall | [9 empty] | no
in 10 courses
|  | 150mm thick blockwork set back 200mm from wall | [9 empty] | no
in 15 courses
|  | 150mm thick blockwork set back 200mm from wall in | [9 empty] | no
12 courses
|  | 150mm thick blockwork set back 200mm from wall | [9 empty] | no
in 10 courses
|  | 100mm thick blockwork projecting 400mm from wall | [9 empty] | no
in 15 courses
|  | 100mm thick blockwork projecting 400mm from wall in | [9 empty] | no
12 courses
|  | 100mm thick blockwork projecting 400mm from wall | [9 empty] | no
in 10 courses
|  | 100mm thick blockwork projecting 200mm from wall | [9 empty] | no
in 15 courses
|  | 100mm thick blockwork projecting 200mm from wall in | [9 empty] | no
12 courses
|  | 100mm thick blockwork projecting 200mm from wall | [9 empty] | no
in 10 courses
|  | 100mm thick blockwork set back 400mm from wall | [9 empty] | no
in 15 courses
|  | 100mm thick blockwork set back 400mm from wall in | [9 empty] | no
12 courses
100mm thick blockwork set back 400mm from wall
|  | in 10 courses | [9 empty] | no
|  | 100mm thick blockwork set back 200mm from wall | [9 empty] | no
in 15 courses
|  | 100mm thick blockwork set back 200mm from wall in | [9 empty] | no
12 courses
|  | 100mm thick blockwork set back 200mm from wall | [9 empty] | no
in 10 courses
|  | Fairface pointing | [9 empty] | m2
|  | Raking out for flashing 0-100mm wide | [9 empty] | m
|  | Raking out for flashing 100-200mm wide | [9 empty] | m
|  | Hole in 200mm blockwork for small pipe. | [9 empty] | no
|  | Hole in 150mm blockwork for small pipe. | [9 empty] | no
|  | Hole in 100mm blockwork for small pipe. | [9 empty] | no
|  | Hole in 200mm blockwork for large pipe. | [9 empty] | no
|  | Hole in 150mm blockwork for large pipe. | [9 empty] | no
|  | Hole in 100mm blockwork for large pipe. | [9 empty] | no
Labour - 1 labourer at 1.3 mhrs
|  | 200mm thick block used as ventilation block and fixed with | [9 empty] | no
cement mortar in mix 1: 3
|  | 150mm thick block used as ventilation block and fixed with | [9 empty] | no
cement mortar in mix 1: 3
|  | 100mm thick block used as ventilation block and fixed with | [9 empty] | no
cement mortar in mix 1: 3
TOTAL CARRIED TO SUMMARY
METAL WORK
Note: The tables used for calculating the mass of members shall be stated.
|  | 50mm diameter galvanised pipe handrails complete with 3 no rails and | [9 empty] | m
intermediate post 3no, @ 600mm c-c, size 1000mm long x 900mm high
cast in concrete.
|  | 75mm diameter galvanised pipe handrails complete with 3no rail and | [9 empty] | m
intermediate post 3no @ 600mm c-c, size 1000mm long x 900mm high
cast in concrete
|  | 50mm diameter galv. pipe post complete with L-shaped bracket | [9 empty] | no
welded at top, drilled twice for 12mm diameter bolts, and
base cast in concrete, 3000mm long.
|  | 75mm diameter galv. pipe post complete with L-shaped bracket | [9 empty] | no
welded at top, drilled twice for 12mm diameter bolts, and
base cast in concrete, 3000mm long.
|  | 12mm diameter galvanised bolts complete with nut and 2 | [9 empty] | no
washes, fixed to timber beam
|  | 12mm diameter galvanised bolts complete with nut and 2 | [9 empty] | no
washers, cast in concrete beam to holding down bolts.
TOTAL CARRIED TO SUMMARY
METAL WINDOWS AND DOORS
Note the following trade covers some materials that are not available
on S. Tarawa. Therefore the prices for such materials are to be
sought from suppliers first.
|  | Shop front overall size: 2.4m x 1.2m high complete with proprietary fittings and | [9 empty] | no
and associated components
|  | Aluminium door size 800 x 1950 mm high complete with frame, and | [9 empty] | no
associated proprietary fittings
|  | Aluminium door size 1600x 1950mm high complete with frame, and | [9 empty] | no
associated proprietary fittings
|  | Louver frame- 12 blade | [9 empty] | pair
|  | Louver frame-10 blade | [9 empty] | pair
|  | Louver frame - 9 blade | [9 empty] | pair
|  | Louver frame- 8-blade | [9 empty] | pair
|  | Louver frame-7blade | [9 empty] | pair
|  | Louver frame-6 blade | [9 empty] | pair
|  | Louver frame -5blade | [9 empty] | pair
|  | Louver frame -4blade | [9 empty] | pair
TOTAL CARRIED TO SUMMARY
CARPENTRY
Dampcourse
|  | 200mm wide damp-proof coursing laid under 200mm wide timber | [9 empty] | m
|  | 150mm wide damp-proof coursing laid under 150mm wide timber | [9 empty] | m
|  | 100mm wide damp-proof coursing laid under 100mm wide timber | [9 empty] | m
Sub floor framing
|  | 100x100mm jack stud | [9 empty] | m
|  | 200x50mm floor joist including noggings. | [9 empty] | m
|  | 300x50mm floor joist including noggings. | [9 empty] | m
|  | 100x50mm herringbone strutting. | [9 empty] | m
|  | 150x50mm herringbone strutting | [9 empty] | m
|  | 200x50mm herringboe strutting | [9 empty] | m
Beam / Bearer
|  | 150x50mm timber beam bolted to post. | [9 empty] | m
|  | 150x75mm timber beam / bearer bolted to post. | [9 empty] | m
|  | 200x50mm timber beam / bearer bolted to post. | [9 empty] | m
|  | 200x75mm timber beam / bearer bolted to post. | [9 empty] | m
|  | 200x100mm timber beam/bearer bolted to post. | [9 empty] | m
|  | 300x100mm timber beam/bearer bolted to post. | [9 empty] | m
Timber Piles
|  | 300mm diameter timber pile set in concrete base | [9 empty] | m
|  | 200mm diameter timber pile set in concrete base | [9 empty] | m
|  | 100x100mm timber post on bowmac post U-bracket | [9 empty] | no
galvanised steel with base plate for bolted connection to suilt 100mm
timber
Plate
|  | 200x50mm wall plate bolted at 1500mm c-c | [9 empty] | m
|  | 100x50mm wall plate bolted at 1500mm c-c | [9 empty] | m
Wall framing
Plate
|  | 75x50mm (M.G) top & btm plate | [9 empty] | m
|  | 100x50mm (M.G) top & btm plate | [9 empty] | m
Stud
|  | 75x50mm (M.G) | [9 empty] | m
|  | 100x50mm (M.G) | [9 empty] | m
|  | 150x50mm | [9 empty] | m
Jack stud
|  | 75x50mm (M.G) | [9 empty] | m
|  | 100x50mm (M.G) | [9 empty] | m
|  | 150x50mm | [9 empty] | m
Dwang
|  | 75x50mm (M.G) | [9 empty] | m
|  | 100x50mm (M.G) | [9 empty] | m
|  | 150x50mm | [9 empty] | m
Beam and Lintel
|  | 100x100mm | [9 empty] | m
|  | 150x100mm | [9 empty] | m
|  | 200x100mm | [9 empty] | m
|  | 250x100mm | [9 empty] | m
Bracing
|  | Metal angle diagonal bracing | [9 empty] | m
|  | Plywood sheet bracing fixed over framing | [9 empty] | m2
Roof and ceiling framing
Ceiling joist
|  | 100x50mm | [9 empty] | m
|  | 150x50mm | [9 empty] | m
|  | 50x50mm | [9 empty] | m
Ceiling dwang
|  | 100x50mm | [9 empty] | m
|  | 150x50mm | [9 empty] | m
|  | 50x50mm | [9 empty] | m
Rafter
|  | 100x50mm | [9 empty] | m
|  | 150x50mm | [9 empty] | m
|  | 200x50mm | [9 empty] | m
Collar tie
|  | 100x25mm | [9 empty] | m
|  | 150x25mm | [9 empty] | m
|  | 200x25mm | [9 empty] | m
Strut and Brace
|  | 150x50mm | [9 empty] | m
|  | 100x50mm | [9 empty] | m
|  | 75x50mm | [9 empty] | m
|  | 50x50mm | [9 empty] | m
Hip rafter
|  | 100x50mm | [9 empty] | m
|  | 150x50mm | [9 empty] | m
|  | 200x50mm | [9 empty] | m
Valley rafter
|  | 100x50mm | [9 empty] | m
|  | 150x50mm | [9 empty] | m
|  | 200x50mm | [9 empty] | m
Valley Board
|  | 200x50mm | [9 empty] | m
|  | 200x25mm | [9 empty] | m
Prefabricated roof trusses (erection only)
|  | Up to 6m span | [9 empty] | No
|  | 9m span | [9 empty] | No
|  | 12m span | [9 empty] | No
Purlin
|  | 100x50mm | [9 empty] | m
|  | 75x50mm | [9 empty] | m
|  | 50x50mm | [9 empty] | m
Eaves / Gable framing
|  | 75x50mm | [9 empty] | m
|  | 100x50mm | [9 empty] | m
|  | 150x50mm | [9 empty] | m
|  | 50x50mm | [9 empty] | m
Fascia board
|  | 200x25mm | [9 empty] | m
Barge board
|  | 200x25mm | [9 empty] | m
Ridge board
|  | 150x25mm | [9 empty] | m
|  | 200x25mm | [9 empty] | m
|  | 100x50mm | [9 empty] | m
Battens
Furring to floors, walls, ceilings and the like shall be measured seperately in
metres
Floors
|  | 20x 6mm strip batten | [9 empty] | m
|  | 50x6mm strip batten | [9 empty] | m
|  | 100x10mm strip batten | [9 empty] | m
Walls
|  | 20x 6mm strip batten | [9 empty] | m
|  | 50x6mm strip batten | [9 empty] | m
|  | 100x10mm strip batten | [9 empty] | m
Ceiling
|  | 20x 6mm strip batten | [9 empty] | m
|  | 50x6mm strip batten | [9 empty] | m
|  | 100x10mm strip batten | [9 empty] | m
Flooring and linings
|  | Plywood flooring on noggings | [9 empty] | m2
|  | Tongue and grooved 100x25mm | [9 empty] | m2
|  | Tongue and grooved 100x25mm end matched | [9 empty] | m2
|  | Particle board 20mm thick | [9 empty] | m2
|  | Extra value for forming mitred angles | [9 empty] | m
|  | Extra value for forming inscribed angles | [9 empty] | m
|  | Extra value for stripping lining not exceeding 300mm wide | [9 empty] | m
Sheathings to beams, columns, and dados
|  | Hardboard cladding | [9 empty] | m2
|  | Gib plastered board | [9 empty] | m2
|  | Raking cutting to lining | [9 empty] | m
|  | Form recess in lining for light fittings | [9 empty] | no
|  | Sanding to surface of flooring to receive a smooth finish | [9 empty] | m2
(Flush and clean, fine sanding to floor including punching nails and filling holes)
Lining and Cladding
Wall
|  | Hardboard lining nailed on timber frame | [9 empty] | m2
|  | Hardboard cladding nailed on timber frame | [9 empty] | m2
|  | Extra value to lining not exceeding 300mm girth | [9 empty] | m
|  | Stop last with appropriate stopping compound to receive paint finish level | [9 empty] | m2
|  | Rake cutting to last | [9 empty] | m
|  | Circular cutting to last | [9 empty] | m
|  | Form fair edges to internal angle | [9 empty] | m
|  | Form fair edges to external angle | [9 empty] | m
Eaves, Gable, & Verge
Eaves
|  | Hardboard cladding to eaves | [9 empty] | m2
|  | Extra value to lining not exceeding 300mm girth | [9 empty] | m
|  | Stop last with appropriate stopping compound to receive paint finish level | [9 empty] | m
|  | Rake cutting to last | [9 empty] | m
|  | Circular cutting to last | [9 empty] | m
|  | 100x25mm timber batten to eaves | [9 empty] | m
Gable end
|  | Hardboard cladding to gable | [9 empty] | m2
|  | Extra value to lining not exceeding 300mm girth | [9 empty] | m
|  | Stop last with appropriate stopping compound to receive paint finish level | [9 empty] | m
|  | Rake cutting to last | [9 empty] | m
|  | Ex 150x25mm fixed timber louvre to gable | [9 empty] | m
Verge soffit
|  | Hardboard cladding to verge soffit | [9 empty] | m2
|  | Extra value to lining not exceeding 300mm girth | [9 empty] | m
|  | Stop last with appropriate stopping compound to receive paint finish level | [9 empty] | m
|  | Rake cutting to last | [9 empty] | m
|  | 100x25mm timber batten to eaves | [9 empty] | m
Ceiling
|  | Hardboard ceiling or smilar | [9 empty] | m2
|  | Extra value to lining not exceeding 300mm girth | [9 empty] | m
|  | Stop last with appropriate stopping compound to receive paint finish level | [9 empty] | m
|  | Rake cutting to last | [9 empty] | m
|  | Form mitred internal corners to cornice | [9 empty] | no
Finishing trim
|  | 50x25mm birdbatten | [9 empty] | m
|  | 20x20mm moulded scotia | [9 empty] | m
|  | 50x25mm grooved skirting | [9 empty] | m
|  | 50x15mm grooved Architraves | [9 empty] | m
|  | 150x15mm sill board | [9 empty] | m
|  | 150x15mm facing | [9 empty] | m
TOTAL CARRIED TO SUMMARY
PROPRIETARY TOILET SCREENS
Note: Proprietary or specifically designed screens for toilet, showers, etc, shall be
described in accordance with the manufacturer's catalogue and / or as defined by
the drawings and specifications
TOTAL CARRIED TO SUMMARY
COMPUTER FLOORS
Note: Proprietary or specifically designed computer floors shall be described
in accordance with the manufacture'rs catalogue and / or as defined by the drawings
and specifications and scheduled approprieately.
TOTAL CARRIED TO SUMMARY
SEALANTS
Note: Joint sealing compound shall be measured in meters, stating the type, grade,
sectional size and backing material required. Primers for sealants and masking shall
be deemed to be included
Expansion joint 12mm wide filled with fibreboard and polysulphide sealant 25mm
deep
|  | In concrete slab (100-150mm thick) | [9 empty] | m
|  | In concrete wall (150-250mm thick) | [9 empty] | m
|  | Vertical control joint, 10mm wide in wall, includes polyethylene rod and | [9 empty] | m
mastic pointing
TOTAL CARRIED TO SUMMARY
LAMINATED TIMBER
Note: Rates shall include for manufacture, delivery, hoisting and fixing in
position complete with all nails, fitting, cutting, boring, morticing and the like and
including protection where necessary
Portal frame, of laminated rafters, and legs including metal base shoes
|  | and plywook fixings | [9 empty] | no
|  | Take delivery, hoist, set, and fix in postion 12m span Portal frame | [9 empty] | no
|  | Ditto but 15 span | [9 empty] | no
|  | Ditto but 20m span | [9 empty] | no
|  | Ditto but 25m span | [9 empty] | no
Laminated beam
|  | Take delivery, hoist, set, and fix in postion laminated beam | [9 empty] | no
in H1 Radiata pine, sanded melamine adhesive industrial sealed 42-90mm
thick by 450mm deep
TOTAL CARRIED TO SUMMARY
JOINERY
Preambles:
For joinery works this shall mean all items such as doors, windows, frames,
cupboards, and the like normally constructed in joinery centres
Windows:
|  | 200x50mm , once rebated , grooved dakua window head and jamb | [9 empty] | m
|  | 200x50mm dakua window mullion | [9 empty] | m
|  | 200x50mm grooved and bevelled dakua window sill | [9 empty] | m
|  | 100x50mm , once rebated , grooved dakua window head and jamb | [9 empty] | m
|  | 100x50mm dakua window mullion | [9 empty] | m
|  | 150x50mm grooved and bevelled dakua window sill | [9 empty] | m
Doors
|  | 200x50mm , once rebated , grooved dakua door head and jamb | [9 empty] | m
|  | 200x50mm grooved and bevelled dakua door sill | [9 empty] | m
|  | 100x50mm , once rebated , grooved dakua door head and jamb | [9 empty] | m
|  | 150x50mm grooved and bevelled dakua door sill | [9 empty] | m
Doors
Preambles:
Rates for door do not include for ironmongery unless otherwise
stated.
|  | 2000x800x40mm standard flush door with ply lining | [9 empty] | no
|  | 2000x800x40mm standard flush door with hardboard lining. | [9 empty] | no
|  | 2000x800x40mm solid core door with top perspex panel. | [9 empty] | no
|  | 2000x800x40mm panel door with perspex at top and plywood at | [9 empty] | no
bottom
Stairs
Timber for stairs (closed stair)
|  | 2no -250x50mm string | [9 empty] | m
|  | 300x40mm tread | [9 empty] | m
|  | 200x25mm riser | [9 empty] | m
|  | 100x50mm wedges / glue blocks (13no per m at 300mm long) | [9 empty] | m
Timber for stairs (Open stair)
|  | 2no -300x50mm undercarriage | [9 empty] | m
|  | 300x40mm tread | [9 empty] | m
|  | 200x25mm riser | [9 empty] | m
|  | 100x50mm wedges / glue blocks (13no per m at 300mm long) | [9 empty] | m
|  | Include bracket / cleat fixings | [9 empty] | sum
Newel
|  | 100x100mm newel | [9 empty] | m
Handrail
|  | 1000mmx800mm high handrail 100x50mm top and btm frame and 100x25mm | [9 empty] | m
hit and miss boarding at 100mm c-c, (11nos)
|  | Extra value over straight handrails to changes in direction and level | [9 empty] | no
(Allow 30% extra loading for labour and material to account for such effects)
Fittings:
Preambles
For fitments these shall be quoted from the individual joinery suppliers. The
actual dimensions shall also be obtained from the working drawing or vice versa
from the joinery centres
Take delivery and handover to carpenter the following fitment to install in position
|  | Executive desk | [9 empty] | no
|  | Counter shelve | [9 empty] | no
|  | Conference table | [9 empty] | no
|  | Receptition desk | [9 empty] | no
|  | Table | [9 empty] | no
|  | chairs | [9 empty] | no
|  | Bed | [9 empty] | no
|  | Student desk | [9 empty] | no
|  | wardrobe | [9 empty] | no
|  | cupboard | [9 empty] | no
TOTAL CARRIED TO SUMMARY
HARDWARE
|  | 100mm butt brass hinges with screws. | [9 empty] | no
|  | Plain mortice lock complete with handles and keys. | [9 empty] | no
|  | Rebated mortice lock complete with handles and keys. | [9 empty] | no
|  | Night latch lock complete with handles and keys. | [9 empty] | no
|  | 100mm barrel bolts with screws. | [9 empty] | no
|  | 150mm barrel bolts with screws. | [9 empty] | no
|  | Toilet indicator bolt with screws. | [9 empty] | no
Toilet Roll Holders
Standard toilet roll holder, screw fixed to wall
|  | Chrome finish | [9 empty] | no
TOTAL CARRIED TO SUMMARY
ROOFING
|  | Approved corrugated roof zincalume or similar fix at the height of 2-3m from ground floor | [9 empty] | m2
on timber purlin with side laps of 710mm and end laps of 200mm
Netting and Paper
|  | Sisalation alum. foil one side fix over purlin and lapped at 300mm wide | [9 empty] | m2
|  | Wire mesh | [9 empty] | m2
|  | Alum. ridge capping | [9 empty] | m
|  | Alum hip capping | [9 empty] | m
|  | Alum. roof flashing. | [9 empty] | m
|  | Extra value for rake cutting to both sides of hips | [9 empty] | m
|  | Extra value for rake cutting to roof sheet | [9 empty] | m
|  | Extra value for forming opening for vent pipe, 0-100mm diameter | [9 empty] | no
|  | Alum valley gutter | [9 empty] | m
Flashings
|  | Form flashing to vent pipe | [9 empty] | no
|  | Wire mesh ballon or similar to vent pipe | [9 empty] | no
|  | Extra value for fixing Alum eaves guttering with bracket as necessary | [9 empty] | m
|  | Stop ends | [9 empty] | no
|  | External mitre joint to gutter. | [9 empty] | no
|  | Internal mitre joint to gutter. | [9 empty] | no
|  | Outlet to gutter 100mm diameter. | [9 empty] | no
|  | Outlet to gutter 75mm diameter. | [9 empty] | no
|  | 100mm diameter Pvc downpipe including clips fixed to wall | [9 empty] | m
|  | 100mm diameter bend | [9 empty] | no
|  | 100mm diameter tee | [9 empty] | no
|  | 75mm diameter downpipe including clips. | [9 empty] | m
|  | 75mm diameter bend | [9 empty] | no
Labour - 1 plumber at 1.0 mhrs
100mm pvc bend
Add 10% waste
|  | 75mm diameter tee | [9 empty] | no
TOTAL CARRIED TO SUMMARY
PLUMBING
Pipework
|  | Incoming pvc pipe 15mm diameter pvc fixed with clips on wall for water reticulation | [9 empty] | m
|  | Ditto but 25mm ditto | [9 empty] | m
|  | Extra value for 15mm diameter bend | [9 empty] | no
|  | Extra value for 15mm diameter tee | [9 empty] | no
|  | Extra value for 15mm diameter male adaptor | [9 empty] | no
|  | Extra value for 15mm diameter female adaptor | [9 empty] | no
|  | Extra value for 25mm diameter bend | [9 empty] | no
|  | Extra value for 25mm diameter tee | [9 empty] | no
|  | Extra value for 25mm diameter male adaptor | [9 empty] | no
|  | Extra value for 25mm diameter female adaptor | [9 empty] | no
|  | 40mm diameter pvc pipe running from plumbing fittings and terminated outside | [9 empty] | m
building
|  | 40mm diameter pvc bend | [9 empty] | no
|  | 40mm diameter tee | [9 empty] | no
|  | 40x32mm reducing bush | [9 empty] | no
|  | 32mm diameter pvc pipe running from plumbing fittings and terminated outside | [9 empty] | m
building
|  | 32mm diameter pvc bend | [9 empty] | no
|  | 32mm diameter tee | [9 empty] | no
no
Vent pipe
|  | 100mm diameter pvc vent pipe fixed with clips to wall | [9 empty] | m
|  | 100mm diameter pvc tee | [9 empty] | no
|  | 100mm diameter bend | [9 empty] | no
Plumbing fittings
|  | W.C. pan suite complete with cistern, seat, lid, gate valve, and | [8 empty] | 1 | no
pan adaptor.
|  | Wash hand basin complete with bracket, cold tap, trap, and | [8 empty] | 1 | no
plug and waste.
Sink unit of double bowl double drainer 1800mm long complete
|  | with cold tap, trap, and plug and waste. | [8 empty] | 1 | no
|  | Sink unit of single bowl double drainer 1800mm long complete | [8 empty] | 1 | no
with cold tap, trap, and plug and waste.
|  | Laundry trough single unit complete with cold tap, trap, and | [8 empty] | 1 | no
plug and waste
|  | Laundry trough double unit complete with cold tap, trap, and | [8 empty] | 1 | no
plug and waste
|  | Bath tub 1800mm long complete with trap, standpipe with tap, | [8 empty] | 1 | no
and plug and waste
|  | Shower tray 762mm square complete with trap, plug and waste. | [8 empty] | 1 | no
Shower unit complete with shower arm, rose, and valve.
[11 empty] | 1 | no
TOTAL CARRIED TO SUMMARY
DRAINAGE
Preambles:
Rates for trenching include excavation, backfilling, consolidating, carting away
surplus material, maintaining and supporting sides of trenches, grading bottoms,
and keeping free from water
|  | Excavate trench for pipe 0-150mm | [9 empty] | m
|  | Extra value for opening of roads | [9 empty] | m
|  | Lay pvc pipe 100 mm diameter in trench | [9 empty] | m
|  | Ditto but 150 ditto | [9 empty] | m
|  | Ditto but 75mm diameter ditto | [9 empty] | m
|  | Ditto but 40mm diameter ditto | [9 empty] | m
Fittings
|  | 100mm dia bend | [9 empty] | no
|  | 100mm dia tee | [9 empty] | no
|  | 100mm dia y junction | [9 empty] | no
|  | 150mm bend | [9 empty] | no
|  | 150mm dia tee | [9 empty] | no
|  | 150mm dia y-junction | [9 empty] | no
|  | 75mm bend | [9 empty] | no
|  | 75mm dia tee | [9 empty] | no
|  | 75mm dia y-junction | [9 empty] | no
|  | 100mm Gully trap | [9 empty] | no
|  | Manholes | [9 empty] | no
|  | inspection champer | [9 empty] | no
|  | Septic tank type 3 size: 3.2x1.2x2m deep | [9 empty] | no
no
TOTAL CARRIED TO SUMMARY
FIRE PROTECTION
|  | Approved Hand held fire extinguishers, wall mounted 9kg dry powder ABC type | [9 empty] | no
|  | Approved smoke detectors (battery operated) fix in position | [9 empty] | no
TOTAL CARRIED TO SUMMARY
ELECTRICAL SERVICES
Preambles:
Final external colors of the boards shall be as selected by the Architect.
Rates for circuits include for all circuit wiring, connections at boards, terminations
at outlets, outlet boxes and for all cutting away, drilling through timber and the like and
making good and all clips and other fixings.
Where circuits are run in conduit rates shall include for supplying and fixing all
conduit complete with all fixings and brackets, including building into concrete or
blockwork where required and for cutting neat openings in blockwork for outlet
boxes and the like.
Main switchboard and distribution board
|  | Switchboard complete with circuit breakers, wiring and connections and other | [9 empty] | no
associated component as detailed.
Mains
|  | Allow for connection to existing main | [9 empty] | no
|  | Light Circuit | [9 empty] | no
Circuit wiring using 1.5mm2 cable from switchboard to ceiling spaces with droppers
to light fittings (include conduit where required)
Power circuit
|  | Circuit wiring using 2.5mm2 cable from switchboard to ceiling spaces with droppers | [9 empty] | no
to power outlet fittings (include conduit where required)
Ceiling fan circuit
|  | Circuit wiring using 1.5mm2 cable from switchboard to ceiling spaces with droppers | [9 empty] | no
to ceiling fan fittings (include conduit where required)
Fittings
|  | Air condition wall mounted | [9 empty] | no
|  | Split unit air condition ceiling mounted | [9 empty] | no
|  | 4'0" fluorescent light fittings single tube complete. | [9 empty] | no
|  | 2'0" fluorescent light fittings single tube complete. | [9 empty] | no
|  | 2'0" fluorescent light fittings double tube complete. | [9 empty] | no
|  | Pendant light fittings complete. | [9 empty] | no
|  | Ceiling fan 36" | [9 empty] | no
|  | Ceiling fan 48" | [9 empty] | no
|  | General power outlet single complete. | [9 empty] | no
|  | General power outlet double complete. | [9 empty] | no
|  | Light switch one way | [9 empty] | no
|  | Light switch two way | [9 empty] | no
|  | Fan switch | [9 empty] | no
|  | Allow for earthing and bonding | [9 empty] | item
General
|  | Allow for testing | [9 empty] | item
TOTAL CARRIED TO SUMMARY
PROPRIETARY PARTITIONS
Particulars shall be given of performance qualities required (e.g Sound Rating, Fire
Rating, Impact Testing, Loads, etc)
|  | Demountable partitions steel stud partitions 57mm thick steel stud or similar | [9 empty] | m
at 1.2m c-c and alum cover battens to joints, 10mm vinyl clad
plaster boards both sides
Extra value for:
|  | Wall Starters | [9 empty] | no
|  | Intersection and corners | [9 empty] | no
|  | Fair ends | [9 empty] | no
|  | Doors and door frames | [9 empty] | no
|  | Isolated borrowed light | [9 empty] | no
TOTAL CARRIED TO SUMMARY
SPECIALIST FINISHES
SOLID PLASTER
Floor
|  | 20mm thick cement and sand (1:3) screed trowel smooth. | [9 empty] | m2
20mm thick cement and sand (1:3) screed broom finish.
25mm thick cement and sand (1:3) screed trowel smooth.
25mm thick cement and sand (1:3) screed broom finish.
TILING
|  | Lay and set vinyl tile on adhesive backing. | [9 empty] | m2
152x152mm ceramic floor tile on adhesive backing.
|  | Lay and set mosaic floor tile on and including screed backing. | [9 empty] | m2
|  | Lay and set quarry tile on and including screed backing. | [9 empty] | m2
|  | Lay and set carpet tile on underlay and adhesive backing. | [9 empty] | m2
Wall
|  | Exterior Blockwork | [9 empty] | m2
12mm thick cement and sand (1:3) render in two coats
|  | 20mm thick cement and sand (1:3) render | [9 empty] | m2
Interior Blockwork
|  | 12mm thick cement and sand (1:3) render in two coats | [9 empty] | m2
|  | 20mm thick cement and sand (1:3) render | [9 empty] | m2
WALL CERAMIC TILE
|  | 150x150mm Ceramic wall tile on adhesive backing. | [9 empty] | m2
TOTAL CARRIED TO SUMMARY
PAINTING AND DECORATION
INTERIOR PAINTING AND DECORATION
Ceiling
|  | Acrylic sealer, 2 coats of undercoat , and 2 coats of semi gloss to ceiling | [9 empty] | m2
Wall
Prepare Surfaces and apply:
|  | Two coats of Dulux Arcylic Sealer, undercoat and two coats Super enamel or Satin | [9 empty] | m2
to plastered surfaces
Hardboard
|  | Acrylic sealer, 2 coats of undercoat , and 2 coats of semi gloss to hardboard or similar | [9 empty] | m2
|  | Prepare and apply three coats varnish on timber boarding. | [9 empty] | m2
Interior painting Timber
Prepare surfaces and apply one coat prime, one undercoat, one coat
of semi gloss and coat enamel
|  | Narrow surfaces 0-150mm girth | [9 empty] | m
|  | Narrow surfaces 0-300mm girth | [9 empty] | m
|  | General Surfaces | [9 empty] | m2
Exterior Painting and Decoration
Hardboard
|  | Acrylic sealer, 2 coats of undercoat , and 2 coats of semi gloss to hardboard or similar | [9 empty] | m2
Blockwork surfaces (unplastered)
|  | Three coats of Dulux Arcylic Sealer undercoat and three coats Super enamel or Satin | [9 empty] | m2
Exterior painting Timber
Prepare surfaces and apply one coat prime, one undercoat, one coat
of semi gloss and coat enamel
|  | Narrow surfaces 0-150mm girth | [9 empty] | m
|  | Narrow surfaces 0-300mm girth | [9 empty] | m
|  | General Surfaces | [9 empty] | m2
TOTAL CARRIED TO SUMMARY
GLAZING / SECURITY WIRE MESHING
|  | 24" x 6" (710 x 150mm) clear glass blade. | [9 empty] | No
|  | 28"x6" (711x 150mm) clear glass blade | [9 empty] | No
|  | 30"x6" (762x150mm) clear glass blade. | [9 empty] | No
|  | 32"x6" (813x150mm) clear glass blade | [9 empty] | No
|  | 36"x6" (914x150mm) clear glass blade | [9 empty] | No
|  | 24"x 6" (710x150mm) obscure glass blade. | [9 empty] | No
|  | 28" x6"(711x150mm) obscure glass blade | [9 empty] | No
|  | 30"x 6" (762x150mm) obscure glass blade. | [9 empty] | No
|  | 32"x 6" (813x150mm) obscure glass blade. | [9 empty] | No
|  | 36"x 6" (914x150mm) obscure glass blade. | [9 empty] | No
|  | 0-6mm perspex glazing to opening timber frame with 20x20mm glazing bead | [9 empty] | m2
on both side per 0.8m2
m2
TOTAL CARRIED TO SUMMARY
SITEWORKS
Roading
Fence Chain Link
|  | Galvanised wire mesh fence with 40mm dia tubular post or similar set in concrete | [9 empty] | m
at 3m c-c, high tension strainer wire in 3 no, and 3 strands of barbed wire on
post extensions (gate excluded)
|  | Allow for landscaping | [9 empty] | item
TOTAL CARRIED TO SUMMARY
SUNDRY WORKS
|  | Allow to construct well on site size: 1200mm diameter on plan by 3m deep approx. | [9 empty] | no
TOTAL CARRIED TO SUMMARY